## input
DateTime | quantity_(m³)/(s) | temperature_K | pressure_Pa | composition_unit | N2 | O2 | C1 | H2
2022-04-07 | 5.4547e-22 | 282.5874 | 1871724.138 | mol_mol-1 | 3.5922e-05 | 7.0418e-07 | 5.2001e-07 | 0.99996
2022-04-07 01:00 | 5.4093e-22 | 282.7 | 1888380.4551 | mol_mol-1 | 3.8541e-05 | 6.2772e-07 | 5.2292e-07 | 0.99996
2022-04-07 02:00 | 5.4477e-22 | 282.5386 | 1873844.3101 | mol_mol-1 | 4.6925e-05 | 7.7111e-07 | 5.2382e-07 | 0.99995
2022-04-07 03:00 | 5.6268e-22 | 282.1895 | 1811296.0055 | mol_mol-1 | 7.5944e-05 | 1.0915e-06 | 5.2068e-07 | 0.99992
2022-04-07 04:00 | 0.00064043 | 281.9491 | 1750114.9313 | mol_mol-1 | 7.6027e-05 | 1.0569e-06 | 5.1832e-07 | 0.99992
2022-04-07 05:00 | 0.015091 | 282.0235 | 1701973.9489 | mol_mol-1 | 3.9574e-05 | 1.0352e-06 | 5.1204e-07 | 0.99996
2022-04-07 06:00 | 0.041781 | 282.3367 | 1694624.9091 | mol_mol-1 | 2.9564e-05 | 9.0001e-07 | 5.1099e-07 | 0.99997
2022-04-07 07:00 | 0.057477 | 282.1563 | 1686175.8608 | mol_mol-1 | 2.6535e-05 | 8.6688e-07 | 5.1198e-07 | 0.99997
2022-04-07 08:00 | 0.052105 | 282.088 | 1671759.5701 | mol_mol-1 | 2.7093e-05 | 8.6782e-07 | 5.1262e-07 | 0.99997
2022-04-07 09:00 | 0.062328 | 282.0237 | 1646461.4618 | mol_mol-1 | 3.341e-05 | 8.7353e-07 | 5.1433e-07 | 0.99997
2022-04-07 10:00 | 0.079959 | 282.1028 | 1634176.2919 | mol_mol-1 | 3.9976e-05 | 8.7512e-07 | 5.1327e-07 | 0.99996
2022-04-07 11:00 | 0.094675 | 281.8275 | 1645541.6392 | mol_mol-1 | 4.5459e-05 | 8.7868e-07 | 5.1141e-07 | 0.99995
2022-04-07 12:00 | 0.10938 | 282.8149 | 1708577.8904 | mol_mol-1 | 2.9731e-05 | 8.7906e-07 | 5.1472e-07 | 0.99997
2022-04-07 13:00 | 0.10467 | 283.8206 | 1763996.6952 | mol_mol-1 | 1.887e-05 | 1.3018e-06 | 5.1602e-07 | 0.99998
2022-04-07 14:00 | 0.063412 | 284.0518 | 1786842.1765 | mol_mol-1 | 1.7262e-05 | 9.6769e-07 | 5.1469e-07 | 0.99998
2022-04-07 15:00 | 0.061667 | 283.5715 | 1771298.0447 | mol_mol-1 | 1.8499e-05 | 9.5997e-07 | 5.1174e-07 | 0.99998
2022-04-07 16:00 | 0.068818 | 283.3921 | 1760055.5899 | mol_mol-1 | 2.1427e-05 | 9.4614e-07 | 5.086e-07 | 0.99998
2022-04-07 17:00 | 0.064677 | 283.104 | 1758277.169 | mol_mol-1 | 2.5082e-05 | 9.7747e-07 | 5.1149e-07 | 0.99997
2022-04-07 18:00 | 0.065081 | 282.4454 | 1735216.7452 | mol_mol-1 | 2.7111e-05 | 9.4447e-07 | 5.1261e-07 | 0.99997
2022-04-07 19:00 | 0.079375 | 282.6102 | 1721494.978 | mol_mol-1 | 3.0553e-05 | 9.0103e-07 | 5.1499e-07 | 0.99997
2022-04-07 20:00 | 0.10279 | 281.5683 | 1707838.7387 | mol_mol-1 | 3.2685e-05 | 8.9165e-07 | 5.2147e-07 | 0.99997
2022-04-07 21:00 | 0.098833 | 281.8778 | 1687400.83 | mol_mol-1 | 3.3071e-05 | 8.9251e-07 | 5.3255e-07 | 0.99997
2022-04-07 22:00 | 0.083063 | 281.6885 | 1672151.1199 | mol_mol-1 | 4.0324e-05 | 8.7316e-07 | 5.3721e-07 | 0.99996
2022-04-07 23:00 | 0.085073 | 281.3798 | 1653098.4592 | mol_mol-1 | 4.6517e-05 | 8.3119e-07 | 5.2062e-07 | 0.99995
2022-04-08 | 0.11116 | 281.6269 | 1649453.1246 | mol_mol-1 | 5.8669e-05 | 8.7103e-07 | 5.1668e-07 | 0.99994
2022-04-08 01:00 | 0.10176 | 281.4978 | 1631761.1539 | mol_mol-1 | 4.669e-05 | 8.6779e-07 | 5.1423e-07 | 0.99995
2022-04-08 02:00 | 0.1313 | 281.7811 | 1655803.6745 | mol_mol-1 | 3.7877e-05 | 8.477e-07 | 5.1277e-07 | 0.99996
2022-04-08 03:00 | 0.11992 | 281.6684 | 1675871.8793 | mol_mol-1 | 3.7123e-05 | 8.532e-07 | 5.1157e-07 | 0.99996
2022-04-08 04:00 | 0.11365 | 281.4126 | 1692910.3538 | mol_mol-1 | 4.0175e-05 | 8.7303e-07 | 5.1138e-07 | 0.99996
2022-04-08 05:00 | 0.1086 | 281.4194 | 1713068.7087 | mol_mol-1 | 3.664e-05 | 9.2163e-07 | 5.1304e-07 | 0.99996
2022-04-08 06:00 | 0.090383 | 281.27 | 1710641.9824 | mol_mol-1 | 3.0978e-05 | 8.5065e-07 | 5.1413e-07 | 0.99997
2022-04-08 07:00 | 0.093952 | 281.2744 | 1682992.4779 | mol_mol-1 | 3.5003e-05 | 8.5727e-07 | 5.1413e-07 | 0.99996
2022-04-08 08:00 | 0.12061 | 281.7028 | 1653476.1401 | mol_mol-1 | 4.1728e-05 | 8.5751e-07 | 5.1317e-07 | 0.99996
2022-04-08 09:00 | 0.12555 | 282.2774 | 1645327.3894 | mol_mol-1 | 3.6719e-05 | 8.1589e-07 | 5.1318e-07 | 0.99996
2022-04-08 10:00 | 0.11245 | 282.3423 | 1648883.6483 | mol_mol-1 | 2.6445e-05 | 7.5061e-07 | 5.1252e-07 | 0.99997
2022-04-08 11:00 | 0.10489 | 282.4735 | 1638654.4309 | mol_mol-1 | 2.5403e-05 | 7.5834e-07 | 5.1159e-07 | 0.99997
2022-04-08 12:00 | 0.14447 | 282.5195 | 1617206.6919 | mol_mol-1 | 3.1653e-05 | 7.6297e-07 | 5.1193e-07 | 0.99997
2022-04-08 13:00 | 0.18573 | 282.6032 | 1615809.624 | mol_mol-1 | 2.9403e-05 | 7.5554e-07 | 5.1082e-07 | 0.99997
2022-04-08 14:00 | 0.18413 | 282.7549 | 1655569.3231 | mol_mol-1 | 1.7126e-05 | 7.4381e-07 | 5.1027e-07 | 0.99998
2022-04-08 15:00 | 0.1795 | 282.81 | 1663020.4734 | mol_mol-1 | 1.9774e-05 | 8.2017e-07 | 5.0978e-07 | 0.99998
2022-04-08 16:00 | 0.18081 | 283.0274 | 1631672.7553 | mol_mol-1 | 3.3572e-05 | 8.3317e-07 | 5.0949e-07 | 0.99997
2022-04-08 17:00 | 0.21043 | 282.9067 | 1633353.4423 | mol_mol-1 | 3.3802e-05 | 7.9504e-07 | 5.1127e-07 | 0.99996
2022-04-08 18:00 | 0.19356 | 282.9006 | 1640978.1712 | mol_mol-1 | 2.6737e-05 | 8.488e-07 | 5.127e-07 | 0.99997
2022-04-08 19:00 | 0.20548 | 282.7164 | 1642773.2616 | mol_mol-1 | 2.0378e-05 | 7.0836e-07 | 5.1299e-07 | 0.99998
2022-04-08 20:00 | 0.1996 | 282.4963 | 1640578.1801 | mol_mol-1 | 1.7646e-05 | 6.2095e-07 | 5.1451e-07 | 0.99998
2022-04-08 21:00 | 0.19651 | 282.287 | 1631122.3794 | mol_mol-1 | 1.791e-05 | 6.2635e-07 | 5.169e-07 | 0.99998
2022-04-08 22:00 | 0.19505 | 282.1236 | 1640294.0083 | mol_mol-1 | 1.9935e-05 | 6.3498e-07 | 5.209e-07 | 0.99998
2022-04-08 23:00 | 0.21012 | 281.937 | 1651764.0556 | mol_mol-1 | 2.1229e-05 | 6.2892e-07 | 5.1945e-07 | 0.99998
2022-04-09 | 0.19158 | 281.6825 | 1655845.0542 | mol_mol-1 | 1.9467e-05 | 6.2358e-07 | 5.2402e-07 | 0.99998
2022-04-09 01:00 | 0.19117 | 281.4673 | 1661861.3546 | mol_mol-1 | 1.8955e-05 | 6.0842e-07 | 5.2506e-07 | 0.99998
2022-04-09 02:00 | 0.20074 | 281.3173 | 1671749.9095 | mol_mol-1 | 1.9603e-05 | 5.8033e-07 | 5.2507e-07 | 0.99998
2022-04-09 03:00 | 0.19739 | 281.1327 | 1696327.2778 | mol_mol-1 | 1.7371e-05 | 5.708e-07 | 5.2464e-07 | 0.99998
2022-04-09 04:00 | 0.17578 | 280.9754 | 1684065.6145 | mol_mol-1 | 1.529e-05 | 5.5772e-07 | 5.2385e-07 | 0.99998
2022-04-09 05:00 | 0.17983 | 280.94 | 1661557.3142 | mol_mol-1 | 1.5606e-05 | 5.6368e-07 | 5.2158e-07 | 0.99998
2022-04-09 06:00 | 0.19303 | 280.8178 | 1651095.3158 | mol_mol-1 | 1.589e-05 | 5.6021e-07 | 5.223e-07 | 0.99998
2022-04-09 07:00 | 0.21901 | 280.72 | 1663686.4518 | mol_mol-1 | 1.631e-05 | 5.7094e-07 | 5.2306e-07 | 0.99998
2022-04-09 08:00 | 0.21409 | 280.7821 | 1701514.5569 | mol_mol-1 | 1.799e-05 | 5.7617e-07 | 5.2415e-07 | 0.99998
2022-04-09 09:00 | 0.19206 | 281.051 | 1725550.3432 | mol_mol-1 | 1.9683e-05 | 5.9847e-07 | 5.262e-07 | 0.99998
2022-04-09 10:00 | 0.18028 | 281.6044 | 1734223.7824 | mol_mol-1 | 2.0643e-05 | 6.8178e-07 | 5.2788e-07 | 0.99998
2022-04-09 11:00 | 0.19448 | 281.7201 | 1728783.4742 | mol_mol-1 | 2.1945e-05 | 7.3852e-07 | 5.2225e-07 | 0.99998
2022-04-09 12:00 | 0.17519 | 281.923 | 1717802.8577 | mol_mol-1 | 2.5503e-05 | 7.5524e-07 | 5.2135e-07 | 0.99997
2022-04-09 13:00 | 0.18702 | 281.945 | 1726509.6167 | mol_mol-1 | 2.7453e-05 | 7.6282e-07 | 5.2095e-07 | 0.99997
2022-04-09 14:00 | 0.191 | 282.6473 | 1738282.4211 | mol_mol-1 | 2.9665e-05 | 7.4763e-07 | 5.2564e-07 | 0.99997
2022-04-09 15:00 | 0.19865 | 282.713 | 1743760.2651 | mol_mol-1 | 3.2878e-05 | 7.4066e-07 | 5.3356e-07 | 0.99997
2022-04-09 16:00 | 0.18351 | 282.8527 | 1746769.1269 | mol_mol-1 | 3.5768e-05 | 7.5867e-07 | 5.3152e-07 | 0.99996
2022-04-09 17:00 | 0.14374 | 282.8149 | 1749376.4382 | mol_mol-1 | 3.9088e-05 | 7.7666e-07 | 5.3088e-07 | 0.99996
2022-04-09 18:00 | 0.12341 | 282.3857 | 1704417.5619 | mol_mol-1 | 4.1162e-05 | 8.212e-07 | 5.3516e-07 | 0.99996
2022-04-09 19:00 | 0.15522 | 282.0028 | 1674954.962 | mol_mol-1 | 5.1384e-05 | 8.3132e-07 | 5.3721e-07 | 0.99995
2022-04-09 20:00 | 0.13186 | 281.8873 | 1675077.5225 | mol_mol-1 | 4.8981e-05 | 8.1022e-07 | 5.4222e-07 | 0.99995
2022-04-09 21:00 | 0.12641 | 281.6138 | 1656803.8468 | mol_mol-1 | 4.2888e-05 | 7.738e-07 | 5.435e-07 | 0.99996
2022-04-09 22:00 | 0.14028 | 281.565 | 1652273.0081 | mol_mol-1 | 4.6011e-05 | 7.6672e-07 | 5.4146e-07 | 0.99995
2022-04-09 23:00 | 0.1331 | 281.3501 | 1645502.0876 | mol_mol-1 | 5.3176e-05 | 7.7231e-07 | 5.3141e-07 | 0.99995
2022-04-10 | 0.11762 | 281.1067 | 1642578.7141 | mol_mol-1 | 6.085e-05 | 7.9403e-07 | 5.2608e-07 | 0.99994
2022-04-10 01:00 | 0.14418 | 281.06 | 1638505.4736 | mol_mol-1 | 5.5012e-05 | 7.9887e-07 | 5.2662e-07 | 0.99994
2022-04-10 02:00 | 0.16174 | 281.0192 | 1655521.4362 | mol_mol-1 | 4.8737e-05 | 7.3169e-07 | 5.2498e-07 | 0.99995
2022-04-10 03:00 | 0.15044 | 280.898 | 1681533.3078 | mol_mol-1 | 4.3168e-05 | 7.2602e-07 | 5.2522e-07 | 0.99996
2022-04-10 04:00 | 0.13629 | 280.7145 | 1703611.7702 | mol_mol-1 | 4.3027e-05 | 7.345e-07 | 5.2561e-07 | 0.99996
2022-04-10 05:00 | 0.12995 | 280.62 | 1696996.3601 | mol_mol-1 | 4.6178e-05 | 7.5218e-07 | 5.2694e-07 | 0.99995
2022-04-10 06:00 | 0.12869 | 280.533 | 1683411.8428 | mol_mol-1 | 5.0319e-05 | 7.7445e-07 | 5.2653e-07 | 0.99995
2022-04-10 07:00 | 0.14851 | 280.5155 | 1673099.013 | mol_mol-1 | 4.1922e-05 | 7.5675e-07 | 5.253e-07 | 0.99996
2022-04-10 08:00 | 0.14071 | 280.8799 | 1671267.6541 | mol_mol-1 | 3.396e-05 | 7.53e-07 | 5.2496e-07 | 0.99996
2022-04-10 09:00 | 0.15352 | 281.4467 | 1670029.2623 | mol_mol-1 | 3.6881e-05 | 7.491e-07 | 5.2429e-07 | 0.99996
2022-04-10 10:00 | 0.14898 | 281.837 | 1680422.7725 | mol_mol-1 | 4.5464e-05 | 7.6959e-07 | 5.2342e-07 | 0.99995
2022-04-10 11:00 | 0.16014 | 282.0321 | 1682196.3211 | mol_mol-1 | 3.9303e-05 | 7.694e-07 | 5.1919e-07 | 0.99996
2022-04-10 12:00 | 0.16836 | 282.5337 | 1703211.693 | mol_mol-1 | 2.861e-05 | 7.4911e-07 | 5.1947e-07 | 0.99997
2022-04-10 13:00 | 0.16275 | 283.0089 | 1708808.0264 | mol_mol-1 | 2.9432e-05 | 7.0448e-07 | 5.1561e-07 | 0.99997
2022-04-10 14:00 | 0.16898 | 283.3231 | 1705860.5058 | mol_mol-1 | 3.6327e-05 | 7.0735e-07 | 5.1361e-07 | 0.99996
2022-04-10 15:00 | 0.16395 | 283.427 | 1703253.1412 | mol_mol-1 | 4.1349e-05 | 6.9662e-07 | 5.1298e-07 | 0.99996
2022-04-10 16:00 | 0.16423 | 283.2691 | 1687088.917 | mol_mol-1 | 3.3673e-05 | 6.7867e-07 | 5.1652e-07 | 0.99997
2022-04-10 17:00 | 0.16681 | 283.4767 | 1702899.5902 | mol_mol-1 | 2.9306e-05 | 7.0117e-07 | 5.3575e-07 | 0.99997
2022-04-10 18:00 | 0.16072 | 283.177 | 1716014.2576 | mol_mol-1 | 3.3247e-05 | 7.1401e-07 | 5.4968e-07 | 0.99997
2022-04-10 19:00 | 0.15619 | 282.9245 | 1702165.2323 | mol_mol-1 | 4.1297e-05 | 7.2214e-07 | 5.5764e-07 | 0.99996
2022-04-10 20:00 | 0.16884 | 282.5868 | 1687986.8362 | mol_mol-1 | 4.2921e-05 | 7.1201e-07 | 5.6489e-07 | 0.99996
2022-04-10 21:00 | 0.16414 | 282.3357 | 1672775.6123 | mol_mol-1 | 3.6732e-05 | 6.9093e-07 | 5.6612e-07 | 0.99996
2022-04-10 22:00 | 0.17385 | 282.1281 | 1680981.5533 | mol_mol-1 | 3.5532e-05 | 6.6714e-07 | 5.7028e-07 | 0.99996
2022-04-10 23:00 | 0.17125 | 281.9032 | 1694010.2418 | mol_mol-1 | 4.0989e-05 | 6.8239e-07 | 5.545e-07 | 0.99996
2022-04-11 | 0.17628 | 281.7196 | 1700986.5168 | mol_mol-1 | 4.4505e-05 | 6.8226e-07 | 5.5325e-07 | 0.99995
2022-04-11 01:00 | 0.17955 | 281.5101 | 1690731.7099 | mol_mol-1 | 4.222e-05 | 7.0421e-07 | 5.5197e-07 | 0.99996
2022-04-11 02:00 | 0.18251 | 281.3622 | 1705717.1476 | mol_mol-1 | 4.4768e-05 | 7.1668e-07 | 5.522e-07 | 0.99995
2022-04-11 03:00 | 0.11874 | 281.1042 | 1738040.6761 | mol_mol-1 | 4.5984e-05 | 7.2139e-07 | 5.4953e-07 | 0.99995
2022-04-11 04:00 | 0.10637 | 281.0165 | 1737263.219 | mol_mol-1 | 4.3832e-05 | 7.3089e-07 | 5.4266e-07 | 0.99995
2022-04-11 05:00 | 0.10416 | 281.0593 | 1734128.8761 | mol_mol-1 | 5.342e-05 | 7.4407e-07 | 5.3974e-07 | 0.99995
2022-04-11 06:00 | 0.0614 | 280.4853 | 1709118.7626 | mol_mol-1 | 6.3317e-05 | 8.4325e-07 | 5.1863e-07 | 0.99994
2022-04-11 07:00 | 0.10935 | 280.9975 | 1690634.5924 | mol_mol-1 | 5.8949e-05 | 7.5865e-07 | 5.2862e-07 | 0.99994
2022-04-11 08:00 | 0.11072 | 281.6121 | 1705131.2398 | mol_mol-1 | 4.5468e-05 | 4.9751e-07 | 5.304e-07 | 0.99995
2022-04-11 09:00 | 0.079388 | 282.5864 | 1740702.113 | mol_mol-1 | 3.9229e-05 | 3.9598e-07 | 5.2438e-07 | 0.99996
2022-04-11 10:00 | 0.057722 | 284.084 | 1739106.8057 | mol_mol-1 | 3.793e-05 | 4.1634e-07 | 5.1724e-07 | 0.99996
2022-04-11 11:00 | 0.058876 | 284.9108 | 1724064.8488 | mol_mol-1 | 4.9766e-05 | 4.096e-07 | 5.239e-07 | 0.99995
2022-04-11 12:00 | 0.064658 | 285.618 | 1700957.4195 | mol_mol-1 | 5.9949e-05 | 3.887e-07 | 5.2483e-07 | 0.99994
2022-04-11 13:00 | 0.095207 | 284.9974 | 1703181.092 | mol_mol-1 | 5.0329e-05 | 4.1206e-07 | 5.2038e-07 | 0.99995
2022-04-11 14:00 | 0.082423 | 285.127 | 1717603.2703 | mol_mol-1 | 3.4975e-05 | 4.9747e-07 | 5.2546e-07 | 0.99996
2022-04-11 15:00 | 0.071973 | 285.6477 | 1677980.1941 | mol_mol-1 | 3.2028e-05 | 8.0612e-07 | 5.463e-07 | 0.99997
2022-04-11 16:00 | 0.099163 | 284.7045 | 1650831.7067 | mol_mol-1 | 3.7554e-05 | 8.8589e-07 | 5.8196e-07 | 0.99996
2022-04-11 17:00 | 0.10789 | 283.9694 | 1643751.4489 | mol_mol-1 | 4.2394e-05 | 8.7341e-07 | 5.5113e-07 | 0.99996
2022-04-11 18:00 | 0.10092 | 283.6926 | 1651311.0696 | mol_mol-1 | 4.3742e-05 | 8.6391e-07 | 5.2641e-07 | 0.99995
2022-04-11 19:00 | 0.090225 | 283.2016 | 1670873.0551 | mol_mol-1 | 3.9624e-05 | 8.4814e-07 | 5.2589e-07 | 0.99996
2022-04-11 20:00 | 0.08067 | 282.7909 | 1721188.1521 | mol_mol-1 | 3.6019e-05 | 8.1703e-07 | 5.3505e-07 | 0.99996
2022-04-11 21:00 | 0.055696 | 282.5004 | 1750935.4458 | mol_mol-1 | 3.6581e-05 | 7.8911e-07 | 5.3576e-07 | 0.99996
2022-04-11 22:00 | 0.055309 | 282.2265 | 1768394.2306 | mol_mol-1 | 3.7408e-05 | 8.1417e-07 | 5.3185e-07 | 0.99996
2022-04-11 23:00 | 0.021067 | 281.5988 | 1743454.3398 | mol_mol-1 | 3.8092e-05 | 8.7073e-07 | 5.3622e-07 | 0.99996
2022-04-12 | 0.026975 | 281.5814 | 1711482.6997 | mol_mol-1 | 4.5573e-05 | 9.2918e-07 | 5.3027e-07 | 0.99995
2022-04-12 01:00 | 0.070642 | 281.834 | 1710861.081 | mol_mol-1 | 4.6474e-05 | 8.0539e-07 | 5.2324e-07 | 0.99995
2022-04-12 02:00 | 0.062305 | 281.7628 | 1726178.0366 | mol_mol-1 | 3.6327e-05 | 7.4344e-07 | 5.1843e-07 | 0.99996
2022-04-12 03:00 | 0.04705 | 281.5163 | 1727109.923 | mol_mol-1 | 3.3367e-05 | 7.1913e-07 | 5.1539e-07 | 0.99997
2022-04-12 04:00 | 0.042241 | 281.2876 | 1721315.2738 | mol_mol-1 | 3.3715e-05 | 7.3913e-07 | 5.1462e-07 | 0.99997
2022-04-12 05:00 | 0.04657 | 281.3049 | 1708751.0853 | mol_mol-1 | 3.8347e-05 | 8.1639e-07 | 5.1906e-07 | 0.99996
2022-04-12 06:00 | 0.063269 | 281.51 | 1722552.0193 | mol_mol-1 | 4.9725e-05 | 1.1059e-06 | 5.187e-07 | 0.99995
2022-04-12 07:00 | 0.04432 | 281.4988 | 1731883.7852 | mol_mol-1 | 5.1752e-05 | 1.1539e-06 | 5.1807e-07 | 0.99995
2022-04-12 08:00 | 0.042489 | 282.4104 | 1743590.5196 | mol_mol-1 | 5.3878e-05 | 1.1635e-06 | 5.1673e-07 | 0.99994
2022-04-12 09:00 | 0.033674 | 284.3789 | 1738010.9797 | mol_mol-1 | 6.0589e-05 | 1.1391e-06 | 5.1488e-07 | 0.99994
2022-04-12 10:00 | 0.046497 | 285.7089 | 1752463.7227 | mol_mol-1 | 5.8582e-05 | 1.0901e-06 | 5.1153e-07 | 0.99994
2022-04-12 11:00 | 0.021176 | 290.4318 | 1758157.5919 | mol_mol-1 | 5.1265e-05 | 1.0944e-06 | 5.1289e-07 | 0.99995
2022-04-12 12:00 | 0.018265 | 294.5597 | 1750715.903 | mol_mol-1 | 5.4915e-05 | 1.0932e-06 | 5.1253e-07 | 0.99994
2022-04-12 13:00 | 0.019143 | 295.7966 | 1742881.7399 | mol_mol-1 | 6.0876e-05 | 1.1597e-06 | 5.1064e-07 | 0.99994
2022-04-12 14:00 | 0.033754 | 291.8482 | 1742833.8266 | mol_mol-1 | 6.8307e-05 | 1.1357e-06 | 5.0876e-07 | 0.99993
2022-04-12 15:00 | 0.034011 | 290.5784 | 1751147.903 | mol_mol-1 | 6.8764e-05 | 1.0096e-06 | 5.0725e-07 | 0.99993
2022-04-12 16:00 | 0.031028 | 290.0761 | 1779348.0519 | mol_mol-1 | 6.2577e-05 | 8.5264e-07 | 5.1166e-07 | 0.99994
2022-04-12 17:00 | 6.1199e-22 | 298.0479 | 1757803.2084 | mol_mol-1 | 6.3954e-05 | 8.5635e-07 | 5.6265e-07 | 0.99993
2022-04-12 18:00 | 0.0012474 | 297.9716 | 1716931.6277 | mol_mol-1 | 7.4672e-05 | 6.9297e-07 | 6.2382e-07 | 0.99992
2022-04-12 19:00 | 0.010609 | 292.2564 | 1681385.8892 | mol_mol-1 | 7.1344e-05 | 6.9367e-07 | 6.1451e-07 | 0.99993
2022-04-12 20:00 | 0.015177 | 287.4917 | 1685765.9961 | mol_mol-1 | 6.3222e-05 | 7.8309e-07 | 5.967e-07 | 0.99994
2022-04-12 21:00 | 0.01154 | 285.6341 | 1720964.6191 | mol_mol-1 | 6.0277e-05 | 7.6937e-07 | 5.9403e-07 | 0.99994
2022-04-12 22:00 | 0.01455 | 284.5513 | 1752305.3481 | mol_mol-1 | 6.5493e-05 | 7.3734e-07 | 6.012e-07 | 0.99993
2022-04-12 23:00 | 0.0042595 | 285.7038 | 1795847.404 | mol_mol-1 | 7.3683e-05 | 7.2355e-07 | 5.7745e-07 | 0.99993

## input_uncertainties
DateTime | quantity_unc | quantity_unc_unit | quantity_unc_confidence | quantity_unc_distribution | pressure_unc | pressure_unc_unit | pressure_unc_confidence | pressure_unc_distribution | temperature_unc | temperature_unc_unit | temperature_unc_confidence | temperature_unc_distribution | composition_unc_unit | composition_unc_confidence | composition_unc_distribution | N2_unc | O2_unc | C1_unc | H2_unc
2022-04-07 | 1.0909e-23 | m³/s | 0.95 | Normal | 10000 | Pa | 0.95 | Normal | 0.2 | K | 0.95 | Normal | mol_mol-1 | 0.95 | Normal | 1e-05 | 1e-05 | 1e-05 | 1e-05
2022-04-07 01:00 | 1.0819e-23 | m³/s | 0.95 | Normal | 10000 | Pa | 0.95 | Normal | 0.2 | K | 0.95 | Normal | mol_mol-1 | 0.95 | Normal | 1e-05 | 1e-05 | 1e-05 | 1e-05
2022-04-07 02:00 | 1.0895e-23 | m³/s | 0.95 | Normal | 10000 | Pa | 0.95 | Normal | 0.2 | K | 0.95 | Normal | mol_mol-1 | 0.95 | Normal | 1e-05 | 1e-05 | 1e-05 | 1e-05
2022-04-07 03:00 | 1.1254e-23 | m³/s | 0.95 | Normal | 10000 | Pa | 0.95 | Normal | 0.2 | K | 0.95 | Normal | mol_mol-1 | 0.95 | Normal | 1e-05 | 1e-05 | 1e-05 | 1e-05
2022-04-07 04:00 | 1.2809e-05 | m³/s | 0.95 | Normal | 10000 | Pa | 0.95 | Normal | 0.2 | K | 0.95 | Normal | mol_mol-1 | 0.95 | Normal | 1e-05 | 1e-05 | 1e-05 | 1e-05
2022-04-07 05:00 | 0.00030181 | m³/s | 0.95 | Normal | 10000 | Pa | 0.95 | Normal | 0.2 | K | 0.95 | Normal | mol_mol-1 | 0.95 | Normal | 1e-05 | 1e-05 | 1e-05 | 1e-05
2022-04-07 06:00 | 0.00041781 | m³/s | 0.95 | Normal | 10000 | Pa | 0.95 | Normal | 0.2 | K | 0.95 | Normal | mol_mol-1 | 0.95 | Normal | 1e-05 | 1e-05 | 1e-05 | 1e-05
2022-04-07 07:00 | 0.00057477 | m³/s | 0.95 | Normal | 10000 | Pa | 0.95 | Normal | 0.2 | K | 0.95 | Normal | mol_mol-1 | 0.95 | Normal | 1e-05 | 1e-05 | 1e-05 | 1e-05
2022-04-07 08:00 | 0.00052105 | m³/s | 0.95 | Normal | 10000 | Pa | 0.95 | Normal | 0.2 | K | 0.95 | Normal | mol_mol-1 | 0.95 | Normal | 1e-05 | 1e-05 | 1e-05 | 1e-05
2022-04-07 09:00 | 0.00062328 | m³/s | 0.95 | Normal | 10000 | Pa | 0.95 | Normal | 0.2 | K | 0.95 | Normal | mol_mol-1 | 0.95 | Normal | 1e-05 | 1e-05 | 1e-05 | 1e-05
2022-04-07 10:00 | 0.00079959 | m³/s | 0.95 | Normal | 10000 | Pa | 0.95 | Normal | 0.2 | K | 0.95 | Normal | mol_mol-1 | 0.95 | Normal | 1e-05 | 1e-05 | 1e-05 | 1e-05
2022-04-07 11:00 | 0.00047338 | m³/s | 0.95 | Normal | 10000 | Pa | 0.95 | Normal | 0.2 | K | 0.95 | Normal | mol_mol-1 | 0.95 | Normal | 1e-05 | 1e-05 | 1e-05 | 1e-05
2022-04-07 12:00 | 0.00054688 | m³/s | 0.95 | Normal | 10000 | Pa | 0.95 | Normal | 0.2 | K | 0.95 | Normal | mol_mol-1 | 0.95 | Normal | 1e-05 | 1e-05 | 1e-05 | 1e-05
2022-04-07 13:00 | 0.00052337 | m³/s | 0.95 | Normal | 10000 | Pa | 0.95 | Normal | 0.2 | K | 0.95 | Normal | mol_mol-1 | 0.95 | Normal | 1e-05 | 1e-05 | 1e-05 | 1e-05
2022-04-07 14:00 | 0.00063412 | m³/s | 0.95 | Normal | 10000 | Pa | 0.95 | Normal | 0.2 | K | 0.95 | Normal | mol_mol-1 | 0.95 | Normal | 1e-05 | 1e-05 | 1e-05 | 1e-05
2022-04-07 15:00 | 0.00061667 | m³/s | 0.95 | Normal | 10000 | Pa | 0.95 | Normal | 0.2 | K | 0.95 | Normal | mol_mol-1 | 0.95 | Normal | 1e-05 | 1e-05 | 1e-05 | 1e-05
2022-04-07 16:00 | 0.00068818 | m³/s | 0.95 | Normal | 10000 | Pa | 0.95 | Normal | 0.2 | K | 0.95 | Normal | mol_mol-1 | 0.95 | Normal | 1e-05 | 1e-05 | 1e-05 | 1e-05
2022-04-07 17:00 | 0.00064677 | m³/s | 0.95 | Normal | 10000 | Pa | 0.95 | Normal | 0.2 | K | 0.95 | Normal | mol_mol-1 | 0.95 | Normal | 1e-05 | 1e-05 | 1e-05 | 1e-05
2022-04-07 18:00 | 0.00065081 | m³/s | 0.95 | Normal | 10000 | Pa | 0.95 | Normal | 0.2 | K | 0.95 | Normal | mol_mol-1 | 0.95 | Normal | 1e-05 | 1e-05 | 1e-05 | 1e-05
2022-04-07 19:00 | 0.00079375 | m³/s | 0.95 | Normal | 10000 | Pa | 0.95 | Normal | 0.2 | K | 0.95 | Normal | mol_mol-1 | 0.95 | Normal | 1e-05 | 1e-05 | 1e-05 | 1e-05
2022-04-07 20:00 | 0.00051393 | m³/s | 0.95 | Normal | 10000 | Pa | 0.95 | Normal | 0.2 | K | 0.95 | Normal | mol_mol-1 | 0.95 | Normal | 1e-05 | 1e-05 | 1e-05 | 1e-05
2022-04-07 21:00 | 0.00049416 | m³/s | 0.95 | Normal | 10000 | Pa | 0.95 | Normal | 0.2 | K | 0.95 | Normal | mol_mol-1 | 0.95 | Normal | 1e-05 | 1e-05 | 1e-05 | 1e-05
2022-04-07 22:00 | 0.00083063 | m³/s | 0.95 | Normal | 10000 | Pa | 0.95 | Normal | 0.2 | K | 0.95 | Normal | mol_mol-1 | 0.95 | Normal | 1e-05 | 1e-05 | 1e-05 | 1e-05
2022-04-07 23:00 | 0.00085073 | m³/s | 0.95 | Normal | 10000 | Pa | 0.95 | Normal | 0.2 | K | 0.95 | Normal | mol_mol-1 | 0.95 | Normal | 1e-05 | 1e-05 | 1e-05 | 1e-05
2022-04-08 | 0.00055581 | m³/s | 0.95 | Normal | 10000 | Pa | 0.95 | Normal | 0.2 | K | 0.95 | Normal | mol_mol-1 | 0.95 | Normal | 1e-05 | 1e-05 | 1e-05 | 1e-05
2022-04-08 01:00 | 0.0005088 | m³/s | 0.95 | Normal | 10000 | Pa | 0.95 | Normal | 0.2 | K | 0.95 | Normal | mol_mol-1 | 0.95 | Normal | 1e-05 | 1e-05 | 1e-05 | 1e-05
2022-04-08 02:00 | 0.00065652 | m³/s | 0.95 | Normal | 10000 | Pa | 0.95 | Normal | 0.2 | K | 0.95 | Normal | mol_mol-1 | 0.95 | Normal | 1e-05 | 1e-05 | 1e-05 | 1e-05
2022-04-08 03:00 | 0.00059959 | m³/s | 0.95 | Normal | 10000 | Pa | 0.95 | Normal | 0.2 | K | 0.95 | Normal | mol_mol-1 | 0.95 | Normal | 1e-05 | 1e-05 | 1e-05 | 1e-05
2022-04-08 04:00 | 0.00056823 | m³/s | 0.95 | Normal | 10000 | Pa | 0.95 | Normal | 0.2 | K | 0.95 | Normal | mol_mol-1 | 0.95 | Normal | 1e-05 | 1e-05 | 1e-05 | 1e-05
2022-04-08 05:00 | 0.00054301 | m³/s | 0.95 | Normal | 10000 | Pa | 0.95 | Normal | 0.2 | K | 0.95 | Normal | mol_mol-1 | 0.95 | Normal | 1e-05 | 1e-05 | 1e-05 | 1e-05
2022-04-08 06:00 | 0.00045191 | m³/s | 0.95 | Normal | 10000 | Pa | 0.95 | Normal | 0.2 | K | 0.95 | Normal | mol_mol-1 | 0.95 | Normal | 1e-05 | 1e-05 | 1e-05 | 1e-05
2022-04-08 07:00 | 0.00046976 | m³/s | 0.95 | Normal | 10000 | Pa | 0.95 | Normal | 0.2 | K | 0.95 | Normal | mol_mol-1 | 0.95 | Normal | 1e-05 | 1e-05 | 1e-05 | 1e-05
2022-04-08 08:00 | 0.00060306 | m³/s | 0.95 | Normal | 10000 | Pa | 0.95 | Normal | 0.2 | K | 0.95 | Normal | mol_mol-1 | 0.95 | Normal | 1e-05 | 1e-05 | 1e-05 | 1e-05
2022-04-08 09:00 | 0.00062773 | m³/s | 0.95 | Normal | 10000 | Pa | 0.95 | Normal | 0.2 | K | 0.95 | Normal | mol_mol-1 | 0.95 | Normal | 1e-05 | 1e-05 | 1e-05 | 1e-05
2022-04-08 10:00 | 0.00056224 | m³/s | 0.95 | Normal | 10000 | Pa | 0.95 | Normal | 0.2 | K | 0.95 | Normal | mol_mol-1 | 0.95 | Normal | 1e-05 | 1e-05 | 1e-05 | 1e-05
2022-04-08 11:00 | 0.00052444 | m³/s | 0.95 | Normal | 10000 | Pa | 0.95 | Normal | 0.2 | K | 0.95 | Normal | mol_mol-1 | 0.95 | Normal | 1e-05 | 1e-05 | 1e-05 | 1e-05
2022-04-08 12:00 | 0.00072235 | m³/s | 0.95 | Normal | 10000 | Pa | 0.95 | Normal | 0.2 | K | 0.95 | Normal | mol_mol-1 | 0.95 | Normal | 1e-05 | 1e-05 | 1e-05 | 1e-05
2022-04-08 13:00 | 0.00092865 | m³/s | 0.95 | Normal | 10000 | Pa | 0.95 | Normal | 0.2 | K | 0.95 | Normal | mol_mol-1 | 0.95 | Normal | 1e-05 | 1e-05 | 1e-05 | 1e-05
2022-04-08 14:00 | 0.00092065 | m³/s | 0.95 | Normal | 10000 | Pa | 0.95 | Normal | 0.2 | K | 0.95 | Normal | mol_mol-1 | 0.95 | Normal | 1e-05 | 1e-05 | 1e-05 | 1e-05
2022-04-08 15:00 | 0.00089749 | m³/s | 0.95 | Normal | 10000 | Pa | 0.95 | Normal | 0.2 | K | 0.95 | Normal | mol_mol-1 | 0.95 | Normal | 1e-05 | 1e-05 | 1e-05 | 1e-05
2022-04-08 16:00 | 0.00090406 | m³/s | 0.95 | Normal | 10000 | Pa | 0.95 | Normal | 0.2 | K | 0.95 | Normal | mol_mol-1 | 0.95 | Normal | 1e-05 | 1e-05 | 1e-05 | 1e-05
2022-04-08 17:00 | 0.0010522 | m³/s | 0.95 | Normal | 10000 | Pa | 0.95 | Normal | 0.2 | K | 0.95 | Normal | mol_mol-1 | 0.95 | Normal | 1e-05 | 1e-05 | 1e-05 | 1e-05
2022-04-08 18:00 | 0.00096781 | m³/s | 0.95 | Normal | 10000 | Pa | 0.95 | Normal | 0.2 | K | 0.95 | Normal | mol_mol-1 | 0.95 | Normal | 1e-05 | 1e-05 | 1e-05 | 1e-05
2022-04-08 19:00 | 0.0010274 | m³/s | 0.95 | Normal | 10000 | Pa | 0.95 | Normal | 0.2 | K | 0.95 | Normal | mol_mol-1 | 0.95 | Normal | 1e-05 | 1e-05 | 1e-05 | 1e-05
2022-04-08 20:00 | 0.00099801 | m³/s | 0.95 | Normal | 10000 | Pa | 0.95 | Normal | 0.2 | K | 0.95 | Normal | mol_mol-1 | 0.95 | Normal | 1e-05 | 1e-05 | 1e-05 | 1e-05
2022-04-08 21:00 | 0.00098257 | m³/s | 0.95 | Normal | 10000 | Pa | 0.95 | Normal | 0.2 | K | 0.95 | Normal | mol_mol-1 | 0.95 | Normal | 1e-05 | 1e-05 | 1e-05 | 1e-05
2022-04-08 22:00 | 0.00097525 | m³/s | 0.95 | Normal | 10000 | Pa | 0.95 | Normal | 0.2 | K | 0.95 | Normal | mol_mol-1 | 0.95 | Normal | 1e-05 | 1e-05 | 1e-05 | 1e-05
2022-04-08 23:00 | 0.0010506 | m³/s | 0.95 | Normal | 10000 | Pa | 0.95 | Normal | 0.2 | K | 0.95 | Normal | mol_mol-1 | 0.95 | Normal | 1e-05 | 1e-05 | 1e-05 | 1e-05
2022-04-09 | 0.00095788 | m³/s | 0.95 | Normal | 10000 | Pa | 0.95 | Normal | 0.2 | K | 0.95 | Normal | mol_mol-1 | 0.95 | Normal | 1e-05 | 1e-05 | 1e-05 | 1e-05
2022-04-09 01:00 | 0.00095583 | m³/s | 0.95 | Normal | 10000 | Pa | 0.95 | Normal | 0.2 | K | 0.95 | Normal | mol_mol-1 | 0.95 | Normal | 1e-05 | 1e-05 | 1e-05 | 1e-05
2022-04-09 02:00 | 0.0010037 | m³/s | 0.95 | Normal | 10000 | Pa | 0.95 | Normal | 0.2 | K | 0.95 | Normal | mol_mol-1 | 0.95 | Normal | 1e-05 | 1e-05 | 1e-05 | 1e-05
2022-04-09 03:00 | 0.00098695 | m³/s | 0.95 | Normal | 10000 | Pa | 0.95 | Normal | 0.2 | K | 0.95 | Normal | mol_mol-1 | 0.95 | Normal | 1e-05 | 1e-05 | 1e-05 | 1e-05
2022-04-09 04:00 | 0.00087892 | m³/s | 0.95 | Normal | 10000 | Pa | 0.95 | Normal | 0.2 | K | 0.95 | Normal | mol_mol-1 | 0.95 | Normal | 1e-05 | 1e-05 | 1e-05 | 1e-05
2022-04-09 05:00 | 0.00089916 | m³/s | 0.95 | Normal | 10000 | Pa | 0.95 | Normal | 0.2 | K | 0.95 | Normal | mol_mol-1 | 0.95 | Normal | 1e-05 | 1e-05 | 1e-05 | 1e-05
2022-04-09 06:00 | 0.00096515 | m³/s | 0.95 | Normal | 10000 | Pa | 0.95 | Normal | 0.2 | K | 0.95 | Normal | mol_mol-1 | 0.95 | Normal | 1e-05 | 1e-05 | 1e-05 | 1e-05
2022-04-09 07:00 | 0.0010951 | m³/s | 0.95 | Normal | 10000 | Pa | 0.95 | Normal | 0.2 | K | 0.95 | Normal | mol_mol-1 | 0.95 | Normal | 1e-05 | 1e-05 | 1e-05 | 1e-05
2022-04-09 08:00 | 0.0010704 | m³/s | 0.95 | Normal | 10000 | Pa | 0.95 | Normal | 0.2 | K | 0.95 | Normal | mol_mol-1 | 0.95 | Normal | 1e-05 | 1e-05 | 1e-05 | 1e-05
2022-04-09 09:00 | 0.00096031 | m³/s | 0.95 | Normal | 10000 | Pa | 0.95 | Normal | 0.2 | K | 0.95 | Normal | mol_mol-1 | 0.95 | Normal | 1e-05 | 1e-05 | 1e-05 | 1e-05
2022-04-09 10:00 | 0.00090138 | m³/s | 0.95 | Normal | 10000 | Pa | 0.95 | Normal | 0.2 | K | 0.95 | Normal | mol_mol-1 | 0.95 | Normal | 1e-05 | 1e-05 | 1e-05 | 1e-05
2022-04-09 11:00 | 0.00097241 | m³/s | 0.95 | Normal | 10000 | Pa | 0.95 | Normal | 0.2 | K | 0.95 | Normal | mol_mol-1 | 0.95 | Normal | 1e-05 | 1e-05 | 1e-05 | 1e-05
2022-04-09 12:00 | 0.00087593 | m³/s | 0.95 | Normal | 10000 | Pa | 0.95 | Normal | 0.2 | K | 0.95 | Normal | mol_mol-1 | 0.95 | Normal | 1e-05 | 1e-05 | 1e-05 | 1e-05
2022-04-09 13:00 | 0.00093509 | m³/s | 0.95 | Normal | 10000 | Pa | 0.95 | Normal | 0.2 | K | 0.95 | Normal | mol_mol-1 | 0.95 | Normal | 1e-05 | 1e-05 | 1e-05 | 1e-05
2022-04-09 14:00 | 0.00095502 | m³/s | 0.95 | Normal | 10000 | Pa | 0.95 | Normal | 0.2 | K | 0.95 | Normal | mol_mol-1 | 0.95 | Normal | 1e-05 | 1e-05 | 1e-05 | 1e-05
2022-04-09 15:00 | 0.00099327 | m³/s | 0.95 | Normal | 10000 | Pa | 0.95 | Normal | 0.2 | K | 0.95 | Normal | mol_mol-1 | 0.95 | Normal | 1e-05 | 1e-05 | 1e-05 | 1e-05
2022-04-09 16:00 | 0.00091753 | m³/s | 0.95 | Normal | 10000 | Pa | 0.95 | Normal | 0.2 | K | 0.95 | Normal | mol_mol-1 | 0.95 | Normal | 1e-05 | 1e-05 | 1e-05 | 1e-05
2022-04-09 17:00 | 0.00071871 | m³/s | 0.95 | Normal | 10000 | Pa | 0.95 | Normal | 0.2 | K | 0.95 | Normal | mol_mol-1 | 0.95 | Normal | 1e-05 | 1e-05 | 1e-05 | 1e-05
2022-04-09 18:00 | 0.00061705 | m³/s | 0.95 | Normal | 10000 | Pa | 0.95 | Normal | 0.2 | K | 0.95 | Normal | mol_mol-1 | 0.95 | Normal | 1e-05 | 1e-05 | 1e-05 | 1e-05
2022-04-09 19:00 | 0.00077611 | m³/s | 0.95 | Normal | 10000 | Pa | 0.95 | Normal | 0.2 | K | 0.95 | Normal | mol_mol-1 | 0.95 | Normal | 1e-05 | 1e-05 | 1e-05 | 1e-05
2022-04-09 20:00 | 0.00065929 | m³/s | 0.95 | Normal | 10000 | Pa | 0.95 | Normal | 0.2 | K | 0.95 | Normal | mol_mol-1 | 0.95 | Normal | 1e-05 | 1e-05 | 1e-05 | 1e-05
2022-04-09 21:00 | 0.00063207 | m³/s | 0.95 | Normal | 10000 | Pa | 0.95 | Normal | 0.2 | K | 0.95 | Normal | mol_mol-1 | 0.95 | Normal | 1e-05 | 1e-05 | 1e-05 | 1e-05
2022-04-09 22:00 | 0.00070141 | m³/s | 0.95 | Normal | 10000 | Pa | 0.95 | Normal | 0.2 | K | 0.95 | Normal | mol_mol-1 | 0.95 | Normal | 1e-05 | 1e-05 | 1e-05 | 1e-05
2022-04-09 23:00 | 0.00066551 | m³/s | 0.95 | Normal | 10000 | Pa | 0.95 | Normal | 0.2 | K | 0.95 | Normal | mol_mol-1 | 0.95 | Normal | 1e-05 | 1e-05 | 1e-05 | 1e-05
2022-04-10 | 0.0005881 | m³/s | 0.95 | Normal | 10000 | Pa | 0.95 | Normal | 0.2 | K | 0.95 | Normal | mol_mol-1 | 0.95 | Normal | 1e-05 | 1e-05 | 1e-05 | 1e-05
2022-04-10 01:00 | 0.00072089 | m³/s | 0.95 | Normal | 10000 | Pa | 0.95 | Normal | 0.2 | K | 0.95 | Normal | mol_mol-1 | 0.95 | Normal | 1e-05 | 1e-05 | 1e-05 | 1e-05
2022-04-10 02:00 | 0.00080871 | m³/s | 0.95 | Normal | 10000 | Pa | 0.95 | Normal | 0.2 | K | 0.95 | Normal | mol_mol-1 | 0.95 | Normal | 1e-05 | 1e-05 | 1e-05 | 1e-05
2022-04-10 03:00 | 0.00075218 | m³/s | 0.95 | Normal | 10000 | Pa | 0.95 | Normal | 0.2 | K | 0.95 | Normal | mol_mol-1 | 0.95 | Normal | 1e-05 | 1e-05 | 1e-05 | 1e-05
2022-04-10 04:00 | 0.00068143 | m³/s | 0.95 | Normal | 10000 | Pa | 0.95 | Normal | 0.2 | K | 0.95 | Normal | mol_mol-1 | 0.95 | Normal | 1e-05 | 1e-05 | 1e-05 | 1e-05
2022-04-10 05:00 | 0.00064973 | m³/s | 0.95 | Normal | 10000 | Pa | 0.95 | Normal | 0.2 | K | 0.95 | Normal | mol_mol-1 | 0.95 | Normal | 1e-05 | 1e-05 | 1e-05 | 1e-05
2022-04-10 06:00 | 0.00064343 | m³/s | 0.95 | Normal | 10000 | Pa | 0.95 | Normal | 0.2 | K | 0.95 | Normal | mol_mol-1 | 0.95 | Normal | 1e-05 | 1e-05 | 1e-05 | 1e-05
2022-04-10 07:00 | 0.00074255 | m³/s | 0.95 | Normal | 10000 | Pa | 0.95 | Normal | 0.2 | K | 0.95 | Normal | mol_mol-1 | 0.95 | Normal | 1e-05 | 1e-05 | 1e-05 | 1e-05
2022-04-10 08:00 | 0.00070353 | m³/s | 0.95 | Normal | 10000 | Pa | 0.95 | Normal | 0.2 | K | 0.95 | Normal | mol_mol-1 | 0.95 | Normal | 1e-05 | 1e-05 | 1e-05 | 1e-05
2022-04-10 09:00 | 0.00076759 | m³/s | 0.95 | Normal | 10000 | Pa | 0.95 | Normal | 0.2 | K | 0.95 | Normal | mol_mol-1 | 0.95 | Normal | 1e-05 | 1e-05 | 1e-05 | 1e-05
2022-04-10 10:00 | 0.00074492 | m³/s | 0.95 | Normal | 10000 | Pa | 0.95 | Normal | 0.2 | K | 0.95 | Normal | mol_mol-1 | 0.95 | Normal | 1e-05 | 1e-05 | 1e-05 | 1e-05
2022-04-10 11:00 | 0.0008007 | m³/s | 0.95 | Normal | 10000 | Pa | 0.95 | Normal | 0.2 | K | 0.95 | Normal | mol_mol-1 | 0.95 | Normal | 1e-05 | 1e-05 | 1e-05 | 1e-05
2022-04-10 12:00 | 0.00084182 | m³/s | 0.95 | Normal | 10000 | Pa | 0.95 | Normal | 0.2 | K | 0.95 | Normal | mol_mol-1 | 0.95 | Normal | 1e-05 | 1e-05 | 1e-05 | 1e-05
2022-04-10 13:00 | 0.00081377 | m³/s | 0.95 | Normal | 10000 | Pa | 0.95 | Normal | 0.2 | K | 0.95 | Normal | mol_mol-1 | 0.95 | Normal | 1e-05 | 1e-05 | 1e-05 | 1e-05
2022-04-10 14:00 | 0.00084491 | m³/s | 0.95 | Normal | 10000 | Pa | 0.95 | Normal | 0.2 | K | 0.95 | Normal | mol_mol-1 | 0.95 | Normal | 1e-05 | 1e-05 | 1e-05 | 1e-05
2022-04-10 15:00 | 0.00081976 | m³/s | 0.95 | Normal | 10000 | Pa | 0.95 | Normal | 0.2 | K | 0.95 | Normal | mol_mol-1 | 0.95 | Normal | 1e-05 | 1e-05 | 1e-05 | 1e-05
2022-04-10 16:00 | 0.00082116 | m³/s | 0.95 | Normal | 10000 | Pa | 0.95 | Normal | 0.2 | K | 0.95 | Normal | mol_mol-1 | 0.95 | Normal | 1e-05 | 1e-05 | 1e-05 | 1e-05
2022-04-10 17:00 | 0.00083404 | m³/s | 0.95 | Normal | 10000 | Pa | 0.95 | Normal | 0.2 | K | 0.95 | Normal | mol_mol-1 | 0.95 | Normal | 1e-05 | 1e-05 | 1e-05 | 1e-05
2022-04-10 18:00 | 0.0008036 | m³/s | 0.95 | Normal | 10000 | Pa | 0.95 | Normal | 0.2 | K | 0.95 | Normal | mol_mol-1 | 0.95 | Normal | 1e-05 | 1e-05 | 1e-05 | 1e-05
2022-04-10 19:00 | 0.00078093 | m³/s | 0.95 | Normal | 10000 | Pa | 0.95 | Normal | 0.2 | K | 0.95 | Normal | mol_mol-1 | 0.95 | Normal | 1e-05 | 1e-05 | 1e-05 | 1e-05
2022-04-10 20:00 | 0.00084419 | m³/s | 0.95 | Normal | 10000 | Pa | 0.95 | Normal | 0.2 | K | 0.95 | Normal | mol_mol-1 | 0.95 | Normal | 1e-05 | 1e-05 | 1e-05 | 1e-05
2022-04-10 21:00 | 0.00082068 | m³/s | 0.95 | Normal | 10000 | Pa | 0.95 | Normal | 0.2 | K | 0.95 | Normal | mol_mol-1 | 0.95 | Normal | 1e-05 | 1e-05 | 1e-05 | 1e-05
2022-04-10 22:00 | 0.00086923 | m³/s | 0.95 | Normal | 10000 | Pa | 0.95 | Normal | 0.2 | K | 0.95 | Normal | mol_mol-1 | 0.95 | Normal | 1e-05 | 1e-05 | 1e-05 | 1e-05
2022-04-10 23:00 | 0.00085623 | m³/s | 0.95 | Normal | 10000 | Pa | 0.95 | Normal | 0.2 | K | 0.95 | Normal | mol_mol-1 | 0.95 | Normal | 1e-05 | 1e-05 | 1e-05 | 1e-05
2022-04-11 | 0.00088141 | m³/s | 0.95 | Normal | 10000 | Pa | 0.95 | Normal | 0.2 | K | 0.95 | Normal | mol_mol-1 | 0.95 | Normal | 1e-05 | 1e-05 | 1e-05 | 1e-05
2022-04-11 01:00 | 0.00089776 | m³/s | 0.95 | Normal | 10000 | Pa | 0.95 | Normal | 0.2 | K | 0.95 | Normal | mol_mol-1 | 0.95 | Normal | 1e-05 | 1e-05 | 1e-05 | 1e-05
2022-04-11 02:00 | 0.00091255 | m³/s | 0.95 | Normal | 10000 | Pa | 0.95 | Normal | 0.2 | K | 0.95 | Normal | mol_mol-1 | 0.95 | Normal | 1e-05 | 1e-05 | 1e-05 | 1e-05
2022-04-11 03:00 | 0.00059368 | m³/s | 0.95 | Normal | 10000 | Pa | 0.95 | Normal | 0.2 | K | 0.95 | Normal | mol_mol-1 | 0.95 | Normal | 1e-05 | 1e-05 | 1e-05 | 1e-05
2022-04-11 04:00 | 0.00053183 | m³/s | 0.95 | Normal | 10000 | Pa | 0.95 | Normal | 0.2 | K | 0.95 | Normal | mol_mol-1 | 0.95 | Normal | 1e-05 | 1e-05 | 1e-05 | 1e-05
2022-04-11 05:00 | 0.00052082 | m³/s | 0.95 | Normal | 10000 | Pa | 0.95 | Normal | 0.2 | K | 0.95 | Normal | mol_mol-1 | 0.95 | Normal | 1e-05 | 1e-05 | 1e-05 | 1e-05
2022-04-11 06:00 | 0.000614 | m³/s | 0.95 | Normal | 10000 | Pa | 0.95 | Normal | 0.2 | K | 0.95 | Normal | mol_mol-1 | 0.95 | Normal | 1e-05 | 1e-05 | 1e-05 | 1e-05
2022-04-11 07:00 | 0.00054676 | m³/s | 0.95 | Normal | 10000 | Pa | 0.95 | Normal | 0.2 | K | 0.95 | Normal | mol_mol-1 | 0.95 | Normal | 1e-05 | 1e-05 | 1e-05 | 1e-05
2022-04-11 08:00 | 0.00055362 | m³/s | 0.95 | Normal | 10000 | Pa | 0.95 | Normal | 0.2 | K | 0.95 | Normal | mol_mol-1 | 0.95 | Normal | 1e-05 | 1e-05 | 1e-05 | 1e-05
2022-04-11 09:00 | 0.00079388 | m³/s | 0.95 | Normal | 10000 | Pa | 0.95 | Normal | 0.2 | K | 0.95 | Normal | mol_mol-1 | 0.95 | Normal | 1e-05 | 1e-05 | 1e-05 | 1e-05
2022-04-11 10:00 | 0.00057722 | m³/s | 0.95 | Normal | 10000 | Pa | 0.95 | Normal | 0.2 | K | 0.95 | Normal | mol_mol-1 | 0.95 | Normal | 1e-05 | 1e-05 | 1e-05 | 1e-05
2022-04-11 11:00 | 0.00058876 | m³/s | 0.95 | Normal | 10000 | Pa | 0.95 | Normal | 0.2 | K | 0.95 | Normal | mol_mol-1 | 0.95 | Normal | 1e-05 | 1e-05 | 1e-05 | 1e-05
2022-04-11 12:00 | 0.00064658 | m³/s | 0.95 | Normal | 10000 | Pa | 0.95 | Normal | 0.2 | K | 0.95 | Normal | mol_mol-1 | 0.95 | Normal | 1e-05 | 1e-05 | 1e-05 | 1e-05
2022-04-11 13:00 | 0.00047603 | m³/s | 0.95 | Normal | 10000 | Pa | 0.95 | Normal | 0.2 | K | 0.95 | Normal | mol_mol-1 | 0.95 | Normal | 1e-05 | 1e-05 | 1e-05 | 1e-05
2022-04-11 14:00 | 0.00082423 | m³/s | 0.95 | Normal | 10000 | Pa | 0.95 | Normal | 0.2 | K | 0.95 | Normal | mol_mol-1 | 0.95 | Normal | 1e-05 | 1e-05 | 1e-05 | 1e-05
2022-04-11 15:00 | 0.00071973 | m³/s | 0.95 | Normal | 10000 | Pa | 0.95 | Normal | 0.2 | K | 0.95 | Normal | mol_mol-1 | 0.95 | Normal | 1e-05 | 1e-05 | 1e-05 | 1e-05
2022-04-11 16:00 | 0.00049581 | m³/s | 0.95 | Normal | 10000 | Pa | 0.95 | Normal | 0.2 | K | 0.95 | Normal | mol_mol-1 | 0.95 | Normal | 1e-05 | 1e-05 | 1e-05 | 1e-05
2022-04-11 17:00 | 0.00053944 | m³/s | 0.95 | Normal | 10000 | Pa | 0.95 | Normal | 0.2 | K | 0.95 | Normal | mol_mol-1 | 0.95 | Normal | 1e-05 | 1e-05 | 1e-05 | 1e-05
2022-04-11 18:00 | 0.00050462 | m³/s | 0.95 | Normal | 10000 | Pa | 0.95 | Normal | 0.2 | K | 0.95 | Normal | mol_mol-1 | 0.95 | Normal | 1e-05 | 1e-05 | 1e-05 | 1e-05
2022-04-11 19:00 | 0.00045112 | m³/s | 0.95 | Normal | 10000 | Pa | 0.95 | Normal | 0.2 | K | 0.95 | Normal | mol_mol-1 | 0.95 | Normal | 1e-05 | 1e-05 | 1e-05 | 1e-05
2022-04-11 20:00 | 0.0008067 | m³/s | 0.95 | Normal | 10000 | Pa | 0.95 | Normal | 0.2 | K | 0.95 | Normal | mol_mol-1 | 0.95 | Normal | 1e-05 | 1e-05 | 1e-05 | 1e-05
2022-04-11 21:00 | 0.00055696 | m³/s | 0.95 | Normal | 10000 | Pa | 0.95 | Normal | 0.2 | K | 0.95 | Normal | mol_mol-1 | 0.95 | Normal | 1e-05 | 1e-05 | 1e-05 | 1e-05
2022-04-11 22:00 | 0.00055309 | m³/s | 0.95 | Normal | 10000 | Pa | 0.95 | Normal | 0.2 | K | 0.95 | Normal | mol_mol-1 | 0.95 | Normal | 1e-05 | 1e-05 | 1e-05 | 1e-05
2022-04-11 23:00 | 0.00042133 | m³/s | 0.95 | Normal | 10000 | Pa | 0.95 | Normal | 0.2 | K | 0.95 | Normal | mol_mol-1 | 0.95 | Normal | 1e-05 | 1e-05 | 1e-05 | 1e-05
2022-04-12 | 0.00026975 | m³/s | 0.95 | Normal | 10000 | Pa | 0.95 | Normal | 0.2 | K | 0.95 | Normal | mol_mol-1 | 0.95 | Normal | 1e-05 | 1e-05 | 1e-05 | 1e-05
2022-04-12 01:00 | 0.00070642 | m³/s | 0.95 | Normal | 10000 | Pa | 0.95 | Normal | 0.2 | K | 0.95 | Normal | mol_mol-1 | 0.95 | Normal | 1e-05 | 1e-05 | 1e-05 | 1e-05
2022-04-12 02:00 | 0.00062305 | m³/s | 0.95 | Normal | 10000 | Pa | 0.95 | Normal | 0.2 | K | 0.95 | Normal | mol_mol-1 | 0.95 | Normal | 1e-05 | 1e-05 | 1e-05 | 1e-05
2022-04-12 03:00 | 0.0004705 | m³/s | 0.95 | Normal | 10000 | Pa | 0.95 | Normal | 0.2 | K | 0.95 | Normal | mol_mol-1 | 0.95 | Normal | 1e-05 | 1e-05 | 1e-05 | 1e-05
2022-04-12 04:00 | 0.00042241 | m³/s | 0.95 | Normal | 10000 | Pa | 0.95 | Normal | 0.2 | K | 0.95 | Normal | mol_mol-1 | 0.95 | Normal | 1e-05 | 1e-05 | 1e-05 | 1e-05
2022-04-12 05:00 | 0.0004657 | m³/s | 0.95 | Normal | 10000 | Pa | 0.95 | Normal | 0.2 | K | 0.95 | Normal | mol_mol-1 | 0.95 | Normal | 1e-05 | 1e-05 | 1e-05 | 1e-05
2022-04-12 06:00 | 0.00063269 | m³/s | 0.95 | Normal | 10000 | Pa | 0.95 | Normal | 0.2 | K | 0.95 | Normal | mol_mol-1 | 0.95 | Normal | 1e-05 | 1e-05 | 1e-05 | 1e-05
2022-04-12 07:00 | 0.0004432 | m³/s | 0.95 | Normal | 10000 | Pa | 0.95 | Normal | 0.2 | K | 0.95 | Normal | mol_mol-1 | 0.95 | Normal | 1e-05 | 1e-05 | 1e-05 | 1e-05
2022-04-12 08:00 | 0.00042489 | m³/s | 0.95 | Normal | 10000 | Pa | 0.95 | Normal | 0.2 | K | 0.95 | Normal | mol_mol-1 | 0.95 | Normal | 1e-05 | 1e-05 | 1e-05 | 1e-05
2022-04-12 09:00 | 0.00033674 | m³/s | 0.95 | Normal | 10000 | Pa | 0.95 | Normal | 0.2 | K | 0.95 | Normal | mol_mol-1 | 0.95 | Normal | 1e-05 | 1e-05 | 1e-05 | 1e-05
2022-04-12 10:00 | 0.00046497 | m³/s | 0.95 | Normal | 10000 | Pa | 0.95 | Normal | 0.2 | K | 0.95 | Normal | mol_mol-1 | 0.95 | Normal | 1e-05 | 1e-05 | 1e-05 | 1e-05
2022-04-12 11:00 | 0.00042353 | m³/s | 0.95 | Normal | 10000 | Pa | 0.95 | Normal | 0.2 | K | 0.95 | Normal | mol_mol-1 | 0.95 | Normal | 1e-05 | 1e-05 | 1e-05 | 1e-05
2022-04-12 12:00 | 0.0003653 | m³/s | 0.95 | Normal | 10000 | Pa | 0.95 | Normal | 0.2 | K | 0.95 | Normal | mol_mol-1 | 0.95 | Normal | 1e-05 | 1e-05 | 1e-05 | 1e-05
2022-04-12 13:00 | 0.00038285 | m³/s | 0.95 | Normal | 10000 | Pa | 0.95 | Normal | 0.2 | K | 0.95 | Normal | mol_mol-1 | 0.95 | Normal | 1e-05 | 1e-05 | 1e-05 | 1e-05
2022-04-12 14:00 | 0.00033754 | m³/s | 0.95 | Normal | 10000 | Pa | 0.95 | Normal | 0.2 | K | 0.95 | Normal | mol_mol-1 | 0.95 | Normal | 1e-05 | 1e-05 | 1e-05 | 1e-05
2022-04-12 15:00 | 0.00034011 | m³/s | 0.95 | Normal | 10000 | Pa | 0.95 | Normal | 0.2 | K | 0.95 | Normal | mol_mol-1 | 0.95 | Normal | 1e-05 | 1e-05 | 1e-05 | 1e-05
2022-04-12 16:00 | 0.00031028 | m³/s | 0.95 | Normal | 10000 | Pa | 0.95 | Normal | 0.2 | K | 0.95 | Normal | mol_mol-1 | 0.95 | Normal | 1e-05 | 1e-05 | 1e-05 | 1e-05
2022-04-12 17:00 | 1.224e-23 | m³/s | 0.95 | Normal | 10000 | Pa | 0.95 | Normal | 0.2 | K | 0.95 | Normal | mol_mol-1 | 0.95 | Normal | 1e-05 | 1e-05 | 1e-05 | 1e-05
2022-04-12 18:00 | 2.4948e-05 | m³/s | 0.95 | Normal | 10000 | Pa | 0.95 | Normal | 0.2 | K | 0.95 | Normal | mol_mol-1 | 0.95 | Normal | 1e-05 | 1e-05 | 1e-05 | 1e-05
2022-04-12 19:00 | 0.00021217 | m³/s | 0.95 | Normal | 10000 | Pa | 0.95 | Normal | 0.2 | K | 0.95 | Normal | mol_mol-1 | 0.95 | Normal | 1e-05 | 1e-05 | 1e-05 | 1e-05
2022-04-12 20:00 | 0.00030354 | m³/s | 0.95 | Normal | 10000 | Pa | 0.95 | Normal | 0.2 | K | 0.95 | Normal | mol_mol-1 | 0.95 | Normal | 1e-05 | 1e-05 | 1e-05 | 1e-05
2022-04-12 21:00 | 0.0002308 | m³/s | 0.95 | Normal | 10000 | Pa | 0.95 | Normal | 0.2 | K | 0.95 | Normal | mol_mol-1 | 0.95 | Normal | 1e-05 | 1e-05 | 1e-05 | 1e-05
2022-04-12 22:00 | 0.00029101 | m³/s | 0.95 | Normal | 10000 | Pa | 0.95 | Normal | 0.2 | K | 0.95 | Normal | mol_mol-1 | 0.95 | Normal | 1e-05 | 1e-05 | 1e-05 | 1e-05
2022-04-12 23:00 | 8.519e-05 | m³/s | 0.95 | Normal | 10000 | Pa | 0.95 | Normal | 0.2 | K | 0.95 | Normal | mol_mol-1 | 0.95 | Normal | 1e-05 | 1e-05 | 1e-05 | 1e-05

## MCA_uncertainties
quantity_std | pressure_std | temperature_std | N2_std | O2_std | C1_std | H2_std | noise_std
5.5521e-24 | 5179.5872 | 0.10206 | 5.098e-06 | 3.1951e-06 | 3.1541e-06 | 6.6661e-06 | 0.00049494
5.4938e-24 | 5061.3804 | 0.10188 | 5.1279e-06 | 3.2636e-06 | 3.1518e-06 | 6.528e-06 | 0.00050642
5.6192e-24 | 5146.493 | 0.10592 | 5.1848e-06 | 3.266e-06 | 3.1894e-06 | 6.8492e-06 | 0.00049937
5.7419e-24 | 5226.0808 | 0.10225 | 5.1091e-06 | 3.2496e-06 | 3.2076e-06 | 6.7289e-06 | 0.00050701
6.5087e-06 | 5072.8452 | 0.10421 | 5.1316e-06 | 3.2255e-06 | 3.173e-06 | 7.4211e-06 | 0.00050079
0.00015527 | 5086.7015 | 0.10312 | 5.1889e-06 | 3.3635e-06 | 3.1736e-06 | 6.9378e-06 | 0.00049681
0.00021557 | 5154.8712 | 0.10194 | 5.1906e-06 | 3.2516e-06 | 3.1471e-06 | 6.7365e-06 | 0.00049539
0.00029697 | 5116.1488 | 0.10517 | 5.234e-06 | 3.2158e-06 | 3.2118e-06 | 6.2622e-06 | 0.000498
0.00026385 | 5084.2264 | 0.10261 | 5.0623e-06 | 3.3266e-06 | 3.1441e-06 | 7.1043e-06 | 0.00050302
0.00031996 | 5402.2588 | 0.10333 | 5.1292e-06 | 3.2556e-06 | 3.1613e-06 | 6.7824e-06 | 0.00049848
0.00040213 | 5140.3822 | 0.10126 | 5.1258e-06 | 3.4206e-06 | 3.2537e-06 | 6.8107e-06 | 0.00050114
0.00024269 | 5210.6398 | 0.1006 | 5.287e-06 | 3.2313e-06 | 3.1704e-06 | 6.9468e-06 | 0.00050373
0.00027494 | 5142.485 | 0.10376 | 5.0355e-06 | 3.234e-06 | 3.2819e-06 | 7.1236e-06 | 0.00049899
0.00027363 | 5072.3349 | 0.10185 | 5.3226e-06 | 3.4575e-06 | 3.1651e-06 | 7.3648e-06 | 0.0005024
0.00033438 | 5130.8672 | 0.10228 | 5.1938e-06 | 3.2231e-06 | 3.1427e-06 | 6.7369e-06 | 0.00049815
0.00031213 | 5136.1807 | 0.10132 | 5.128e-06 | 3.2378e-06 | 3.1462e-06 | 6.7302e-06 | 0.00051589
0.00035177 | 5084.752 | 0.10126 | 5.0361e-06 | 3.2187e-06 | 3.2445e-06 | 6.691e-06 | 0.00049963
0.00033381 | 5283.6119 | 0.10302 | 5.1214e-06 | 3.2256e-06 | 3.1524e-06 | 7.5459e-06 | 0.00049513
0.00032898 | 5098.737 | 0.10226 | 5.0626e-06 | 3.2485e-06 | 3.16e-06 | 6.7843e-06 | 0.00050613
0.00040964 | 5150.8791 | 0.10092 | 5.1001e-06 | 3.2202e-06 | 3.1965e-06 | 6.9972e-06 | 0.00050713
0.00026054 | 5088.8617 | 0.10231 | 5.0941e-06 | 3.2596e-06 | 3.1402e-06 | 6.5644e-06 | 0.0005011
0.00025202 | 5052.813 | 0.10154 | 5.2233e-06 | 3.3351e-06 | 3.2058e-06 | 6.5889e-06 | 0.00050002
0.00042087 | 5088.2123 | 0.10153 | 5.103e-06 | 3.2348e-06 | 3.2756e-06 | 6.2154e-06 | 0.00050092
0.00042801 | 5106.0343 | 0.10239 | 5.2514e-06 | 3.229e-06 | 3.3771e-06 | 6.5459e-06 | 0.00049963
0.00028591 | 5121.1648 | 0.1016 | 5.1649e-06 | 3.2173e-06 | 3.1993e-06 | 6.187e-06 | 0.00051047
0.0002724 | 5125.1732 | 0.10357 | 5.0696e-06 | 3.2936e-06 | 3.1666e-06 | 6.8783e-06 | 0.00050032
0.00033476 | 5185.9593 | 0.10227 | 5.0732e-06 | 3.1908e-06 | 3.1944e-06 | 6.8986e-06 | 0.00050552
0.00030695 | 5124.1581 | 0.1005 | 5.1536e-06 | 3.1935e-06 | 3.1328e-06 | 6.6495e-06 | 0.00050703
0.00028752 | 5125.7859 | 0.10122 | 5.0783e-06 | 3.277e-06 | 3.1585e-06 | 6.7223e-06 | 0.00049615
0.00027744 | 5120.0372 | 0.10133 | 5.2241e-06 | 3.2779e-06 | 3.2098e-06 | 6.4323e-06 | 0.00050807
0.00023064 | 5070.619 | 0.10207 | 5.2008e-06 | 3.3765e-06 | 3.1284e-06 | 7.2607e-06 | 0.00049662
0.00023797 | 5158.4162 | 0.10426 | 5.1634e-06 | 3.3006e-06 | 3.1197e-06 | 6.7804e-06 | 0.00050335
0.00030721 | 5125.1174 | 0.10221 | 5.1143e-06 | 3.2075e-06 | 3.2605e-06 | 6.2616e-06 | 0.00050875
0.00031763 | 5283.8658 | 0.10307 | 5.1623e-06 | 3.2359e-06 | 3.2781e-06 | 7.476e-06 | 0.00051391
0.00028983 | 5085.9596 | 0.10197 | 5.1136e-06 | 3.2703e-06 | 3.1482e-06 | 7.2147e-06 | 0.00050194
0.00026675 | 5082.4091 | 0.10209 | 5.1105e-06 | 3.2194e-06 | 3.1526e-06 | 7.386e-06 | 0.00049559
0.00037616 | 5144.001 | 0.10339 | 5.2528e-06 | 3.2224e-06 | 3.3324e-06 | 7.2596e-06 | 0.00049771
0.00047324 | 5038.1317 | 0.10369 | 5.1347e-06 | 3.1839e-06 | 3.2178e-06 | 6.3824e-06 | 0.00050101
0.0004701 | 5204.1928 | 0.10053 | 5.0785e-06 | 3.1942e-06 | 3.1436e-06 | 6.8822e-06 | 0.00049959
0.00048284 | 5162.7063 | 0.10487 | 5.1507e-06 | 3.277e-06 | 3.1588e-06 | 6.9033e-06 | 0.00050569
0.0004564 | 5102.9031 | 0.10271 | 5.1774e-06 | 3.3076e-06 | 3.1821e-06 | 7.1718e-06 | 0.00049814
0.0005424 | 5149.872 | 0.10286 | 5.2863e-06 | 3.2028e-06 | 3.1462e-06 | 6.7637e-06 | 0.00050027
0.00049351 | 5072.7656 | 0.10254 | 5.113e-06 | 3.2215e-06 | 3.1391e-06 | 7.0518e-06 | 0.0005
0.00052129 | 5263.3034 | 0.10429 | 5.1894e-06 | 3.1815e-06 | 3.1514e-06 | 6.8576e-06 | 0.00052005
0.0005059 | 5290.452 | 0.10202 | 5.119e-06 | 3.1555e-06 | 3.3792e-06 | 6.8037e-06 | 0.00050736
0.00050085 | 5246.9645 | 0.10373 | 5.2681e-06 | 3.3485e-06 | 3.2236e-06 | 6.9234e-06 | 0.00049873
0.00049866 | 5080.1884 | 0.10185 | 5.0819e-06 | 3.2524e-06 | 3.1295e-06 | 6.9056e-06 | 0.00049939
0.00053115 | 5030.388 | 0.10325 | 5.1469e-06 | 3.1311e-06 | 3.3354e-06 | 6.3866e-06 | 0.00050693
0.00048595 | 5170.4318 | 0.10528 | 5.063e-06 | 3.2314e-06 | 3.1141e-06 | 6.3843e-06 | 0.00052499
0.00049135 | 5146.1336 | 0.10407 | 5.0921e-06 | 3.5202e-06 | 3.1427e-06 | 6.79e-06 | 0.00049663
0.00050851 | 5058.0417 | 0.10414 | 5.0956e-06 | 3.1933e-06 | 3.2921e-06 | 6.4513e-06 | 0.00050126
0.00050839 | 5153.3058 | 0.10738 | 5.1019e-06 | 3.1675e-06 | 3.1462e-06 | 6.8527e-06 | 0.00050729
0.0004526 | 5107.3542 | 0.10115 | 5.0431e-06 | 3.131e-06 | 3.1542e-06 | 7.7481e-06 | 0.00050202
0.00046925 | 5236.352 | 0.10126 | 5.1017e-06 | 3.1942e-06 | 3.1912e-06 | 6.731e-06 | 0.000498
0.00048573 | 5048.1239 | 0.10186 | 5.0477e-06 | 3.1862e-06 | 3.1957e-06 | 6.3654e-06 | 0.00049464
0.00055577 | 5028.1411 | 0.1024 | 5.2776e-06 | 3.2353e-06 | 3.1663e-06 | 6.7254e-06 | 0.00050172
0.00055568 | 5091.5439 | 0.10072 | 5.0415e-06 | 3.146e-06 | 3.2233e-06 | 6.4155e-06 | 0.00050626
0.00048658 | 5051.6864 | 0.10084 | 5.1235e-06 | 3.2007e-06 | 3.1817e-06 | 6.7703e-06 | 0.00050878
0.00045328 | 5085.2982 | 0.1022 | 5.0791e-06 | 3.2539e-06 | 3.1498e-06 | 6.4235e-06 | 0.0005008
0.00049757 | 5079.7269 | 0.10307 | 5.061e-06 | 3.1815e-06 | 3.2034e-06 | 7.0856e-06 | 0.00051203
0.00044171 | 5093.6881 | 0.10327 | 5.1639e-06 | 3.249e-06 | 3.1606e-06 | 6.9926e-06 | 0.0004998
0.00047492 | 5057.1294 | 0.10212 | 5.0216e-06 | 3.2463e-06 | 3.1842e-06 | 6.2806e-06 | 0.00050468
0.0004901 | 5113.4497 | 0.10262 | 5.2344e-06 | 3.1829e-06 | 3.2063e-06 | 6.2436e-06 | 0.00049688
0.00051817 | 5125.5989 | 0.10232 | 5.0787e-06 | 3.1864e-06 | 3.3636e-06 | 6.6301e-06 | 0.00050295
0.00046561 | 5143.5767 | 0.1014 | 5.4404e-06 | 3.2208e-06 | 3.1761e-06 | 7.333e-06 | 0.00051209
0.00037251 | 5135.3059 | 0.1055 | 5.1299e-06 | 3.1919e-06 | 3.2217e-06 | 6.5984e-06 | 0.00049532
0.00031799 | 5066.2067 | 0.10187 | 5.0837e-06 | 3.279e-06 | 3.1523e-06 | 6.9606e-06 | 0.00050228
0.00040418 | 5121.6173 | 0.10184 | 5.1462e-06 | 3.1997e-06 | 3.1605e-06 | 6.6891e-06 | 0.00050327
0.00033632 | 5197.8752 | 0.10332 | 5.152e-06 | 3.2203e-06 | 3.1624e-06 | 6.7508e-06 | 0.00051307
0.00031774 | 5062.3142 | 0.10206 | 5.1568e-06 | 3.1962e-06 | 3.3007e-06 | 6.8962e-06 | 0.00052379
0.00036105 | 5110.5786 | 0.1052 | 5.131e-06 | 3.2003e-06 | 3.1861e-06 | 8.0134e-06 | 0.0005063
0.0003477 | 5041.6444 | 0.10303 | 5.2295e-06 | 3.2369e-06 | 3.1495e-06 | 6.1886e-06 | 0.00049805
0.00030198 | 5125.889 | 0.10212 | 5.2443e-06 | 3.2272e-06 | 3.203e-06 | 5.795e-06 | 0.0005185
0.00036953 | 5177.886 | 0.10167 | 5.1209e-06 | 3.2489e-06 | 3.2413e-06 | 7.1583e-06 | 0.00050159
0.00041186 | 5066.3751 | 0.10173 | 5.2024e-06 | 3.2015e-06 | 3.1866e-06 | 6.4245e-06 | 0.00050171
0.00038317 | 5095.4746 | 0.10202 | 5.212e-06 | 3.1803e-06 | 3.1382e-06 | 6.7411e-06 | 0.00050371
0.00034436 | 5039.4855 | 0.10063 | 5.0566e-06 | 3.2801e-06 | 3.1451e-06 | 6.3598e-06 | 0.0005006
0.00033145 | 5114.4627 | 0.1023 | 5.0977e-06 | 3.2743e-06 | 3.2161e-06 | 6.9076e-06 | 0.00052213
0.00033002 | 5119.1927 | 0.10238 | 5.0731e-06 | 3.191e-06 | 3.3557e-06 | 6.6325e-06 | 0.00049822
0.00038464 | 5143.4014 | 0.10148 | 5.1621e-06 | 3.2723e-06 | 3.2247e-06 | 6.8154e-06 | 0.00049969
0.00035633 | 5274.6003 | 0.10322 | 5.1965e-06 | 3.2514e-06 | 3.1994e-06 | 6.62e-06 | 0.00050783
0.00040659 | 5017.2419 | 0.10412 | 5.05e-06 | 3.1997e-06 | 3.2849e-06 | 6.8608e-06 | 0.00049769
0.00038415 | 5152.9789 | 0.10147 | 5.2346e-06 | 3.2127e-06 | 3.1914e-06 | 7.0288e-06 | 0.00050306
0.00040811 | 5267.4416 | 0.10157 | 5.108e-06 | 3.2161e-06 | 3.1388e-06 | 6.9782e-06 | 0.00049737
0.00043269 | 5110.6668 | 0.10079 | 5.1656e-06 | 3.1918e-06 | 3.1302e-06 | 7.5358e-06 | 0.00050525
0.00042289 | 5040.2866 | 0.10242 | 5.1823e-06 | 3.2086e-06 | 3.1812e-06 | 6.8149e-06 | 0.00050596
0.00043157 | 5136.789 | 0.10108 | 5.1076e-06 | 3.1906e-06 | 3.2687e-06 | 6.6651e-06 | 0.00051607
0.00042468 | 5196.9269 | 0.10231 | 5.0895e-06 | 3.1737e-06 | 3.1063e-06 | 6.2737e-06 | 0.00050736
0.00041803 | 5109.9062 | 0.103 | 5.089e-06 | 3.3729e-06 | 3.2446e-06 | 6.2944e-06 | 0.00049986
0.00042191 | 5110.0388 | 0.104 | 5.0935e-06 | 3.2151e-06 | 3.2269e-06 | 6.7452e-06 | 0.00051541
0.00041258 | 5285.0125 | 0.10113 | 5.1041e-06 | 3.1825e-06 | 3.2442e-06 | 6.6826e-06 | 0.00049456
0.00040366 | 5070.5703 | 0.10102 | 5.1432e-06 | 3.2153e-06 | 3.1495e-06 | 7.4821e-06 | 0.00051544
0.00044077 | 5150.5405 | 0.10462 | 5.1102e-06 | 3.1877e-06 | 3.1924e-06 | 6.6572e-06 | 0.00050156
0.00041689 | 5064.8697 | 0.10182 | 5.0961e-06 | 3.1689e-06 | 3.1688e-06 | 6.784e-06 | 0.00051661
0.00045203 | 5103.9604 | 0.10198 | 5.0975e-06 | 3.1705e-06 | 3.1543e-06 | 6.2046e-06 | 0.00049825
0.00043165 | 5042.7181 | 0.10136 | 5.1728e-06 | 3.1595e-06 | 3.1246e-06 | 6.5462e-06 | 0.00051193
0.00046066 | 5111.7647 | 0.10148 | 5.2051e-06 | 3.2342e-06 | 3.1652e-06 | 7.0733e-06 | 0.0004972
0.00046102 | 5224.4733 | 0.10108 | 5.2341e-06 | 3.1631e-06 | 3.1362e-06 | 7.0803e-06 | 0.00049976
0.00048301 | 5145.4541 | 0.10094 | 5.1063e-06 | 3.2545e-06 | 3.1871e-06 | 6.6487e-06 | 0.00049221
0.00030404 | 5078.8557 | 0.10227 | 5.0636e-06 | 3.1885e-06 | 3.3493e-06 | 7.2918e-06 | 0.00050579
0.0002719 | 5104.2551 | 0.10181 | 5.0845e-06 | 3.2151e-06 | 3.1772e-06 | 6.9972e-06 | 0.00049973
0.00026312 | 5338.9346 | 0.10151 | 5.0763e-06 | 3.3359e-06 | 3.2922e-06 | 6.7567e-06 | 0.00049894
0.00031815 | 5026.8215 | 0.10154 | 5.2003e-06 | 3.3722e-06 | 3.1372e-06 | 7.0259e-06 | 0.00049633
0.00028055 | 5092.2254 | 0.10137 | 5.0933e-06 | 3.1888e-06 | 3.2596e-06 | 7.3717e-06 | 0.00049174
0.00028548 | 5178.927 | 0.103 | 5.0992e-06 | 3.1871e-06 | 3.2449e-06 | 6.4859e-06 | 0.00050516
0.0004104 | 5037.7779 | 0.10408 | 5.1496e-06 | 3.2056e-06 | 3.1818e-06 | 6.8684e-06 | 0.00050583
0.00029702 | 5155.2008 | 0.10327 | 5.0708e-06 | 3.166e-06 | 3.2937e-06 | 6.9094e-06 | 0.00050443
0.00029997 | 5139.9062 | 0.10471 | 5.0526e-06 | 3.2365e-06 | 3.2174e-06 | 6.6329e-06 | 0.00050051
0.0003302 | 5038.7091 | 0.10111 | 5.1167e-06 | 3.1222e-06 | 3.2195e-06 | 6.716e-06 | 0.0004976
0.00024632 | 5032.9068 | 0.10216 | 5.1102e-06 | 3.1241e-06 | 3.1625e-06 | 6.507e-06 | 0.00050642
0.0004228 | 5120.2742 | 0.10509 | 5.2499e-06 | 3.1676e-06 | 3.2614e-06 | 7.1064e-06 | 0.00052254
0.00036689 | 5110.0496 | 0.10225 | 5.1817e-06 | 3.2045e-06 | 3.1789e-06 | 7.247e-06 | 0.00050102
0.00025157 | 5211.2734 | 0.10554 | 5.1426e-06 | 3.2229e-06 | 3.1444e-06 | 6.3957e-06 | 0.0005002
0.00027531 | 5082.449 | 0.10206 | 5.2075e-06 | 3.213e-06 | 3.344e-06 | 6.5386e-06 | 0.00049794
0.00025654 | 5281.5445 | 0.10103 | 5.0993e-06 | 3.2299e-06 | 3.1497e-06 | 7.4003e-06 | 0.00050077
0.000234 | 5081.1228 | 0.10137 | 5.0791e-06 | 3.2104e-06 | 3.1642e-06 | 6.6565e-06 | 0.00049697
0.00040611 | 5138.9987 | 0.1022 | 5.2608e-06 | 3.3589e-06 | 3.1651e-06 | 6.7728e-06 | 0.00050801
0.00028719 | 5160.5697 | 0.10204 | 5.0697e-06 | 3.2187e-06 | 3.1684e-06 | 5.9749e-06 | 0.00049695
0.00028236 | 5116.3189 | 0.10262 | 5.0838e-06 | 3.2437e-06 | 3.2116e-06 | 6.232e-06 | 0.00050502
0.00021478 | 5099.8364 | 0.10129 | 5.1158e-06 | 3.2867e-06 | 3.1961e-06 | 7.1886e-06 | 0.00050998
0.00014323 | 5096.4954 | 0.10185 | 5.0867e-06 | 3.2492e-06 | 3.2092e-06 | 6.6221e-06 | 0.00049781
0.00035909 | 5065.8675 | 0.10245 | 5.1635e-06 | 3.2031e-06 | 3.1302e-06 | 6.9868e-06 | 0.00050395
0.00031712 | 5140.1235 | 0.10361 | 5.2314e-06 | 3.2294e-06 | 3.2961e-06 | 7.156e-06 | 0.00049664
0.00024113 | 5202.4019 | 0.10226 | 5.2102e-06 | 3.1798e-06 | 3.255e-06 | 6.8541e-06 | 0.00050248
0.00021785 | 5174.7536 | 0.10263 | 5.1542e-06 | 3.2012e-06 | 3.1991e-06 | 7.5536e-06 | 0.00051691
0.00023729 | 5269.0797 | 0.10086 | 5.1156e-06 | 3.2023e-06 | 3.2532e-06 | 6.2409e-06 | 0.00050888
0.00032278 | 5069.6774 | 0.10135 | 5.2961e-06 | 3.2712e-06 | 3.228e-06 | 6.8263e-06 | 0.00051431
0.00022832 | 5054.9293 | 0.1015 | 5.1077e-06 | 3.4948e-06 | 3.213e-06 | 7.8028e-06 | 0.00051251
0.00021859 | 5112.2872 | 0.10177 | 5.1675e-06 | 3.3394e-06 | 3.1477e-06 | 6.944e-06 | 0.00050413
0.00017166 | 5170.0542 | 0.10056 | 5.0752e-06 | 3.2812e-06 | 3.1398e-06 | 6.6523e-06 | 0.00049571
0.0002356 | 5071.2535 | 0.10207 | 5.3141e-06 | 3.2322e-06 | 3.1088e-06 | 7.0705e-06 | 0.00049875
0.00021842 | 5187.7884 | 0.10255 | 5.1016e-06 | 3.2276e-06 | 3.2511e-06 | 6.3625e-06 | 0.00049567
0.00018444 | 5057.9926 | 0.10307 | 5.0884e-06 | 3.594e-06 | 3.1579e-06 | 6.4152e-06 | 0.00050568
0.00019628 | 5126.173 | 0.10188 | 5.1248e-06 | 3.3538e-06 | 3.1489e-06 | 6.7163e-06 | 0.00049463
0.00017247 | 5117.6989 | 0.10073 | 5.2058e-06 | 3.255e-06 | 3.1215e-06 | 7.622e-06 | 0.00049671
0.00017255 | 5083.2255 | 0.10137 | 5.0669e-06 | 3.2368e-06 | 3.193e-06 | 6.8341e-06 | 0.00051016
0.00015778 | 5375.2662 | 0.10235 | 5.1457e-06 | 3.2143e-06 | 3.1251e-06 | 6.3853e-06 | 0.00049781
6.2817e-24 | 5057.627 | 0.10352 | 5.1307e-06 | 3.2792e-06 | 3.1783e-06 | 6.3051e-06 | 0.00049727
1.2648e-05 | 5087.5761 | 0.10284 | 5.1183e-06 | 3.1908e-06 | 3.2224e-06 | 6.9218e-06 | 0.00049593
0.0001104 | 5257.252 | 0.10191 | 5.1509e-06 | 3.2708e-06 | 3.2204e-06 | 6.9379e-06 | 0.00050452
0.00015517 | 5136.7235 | 0.10321 | 5.107e-06 | 3.3291e-06 | 3.1728e-06 | 6.4835e-06 | 0.00050034
0.00011687 | 5089.2376 | 0.10242 | 5.0884e-06 | 3.2078e-06 | 3.1557e-06 | 6.7264e-06 | 0.00050405
0.00014728 | 5074.9552 | 0.10105 | 5.1939e-06 | 3.4785e-06 | 3.3945e-06 | 6.9666e-06 | 0.00051262
4.4735e-05 | 5321.8694 | 0.10196 | 5.1303e-06 | 3.2916e-06 | 3.1598e-06 | 7.251e-06 | 0.00050489

## output
Z_mean | Z0_mean | MM_mean | DM_mean | DM0_mean | Hg_mean | D_mean | D0_mean | Hv_mean | Hm_mean
1.0112 | 1.0006 | 0.002017 | 787.7608 | 44.5877 | 285977.2561 | 1.5889 | 0.089933 | 12751055.9424 | 141783233.6923
1.0113 | 1.0006 | 0.0020171 | 794.3807 | 44.5877 | 285976.5115 | 1.6023 | 0.089936 | 12751022.7509 | 141778109.3117
1.0113 | 1.0006 | 0.0020173 | 788.7999 | 44.5877 | 285974.1037 | 1.5912 | 0.089946 | 12750915.4195 | 141761519.3557
1.0109 | 1.0006 | 0.002018 | 763.691 | 44.5877 | 285965.7529 | 1.5412 | 0.08998 | 12750543.1713 | 141704033.9103
1.0105 | 1.0006 | 0.002018 | 738.782 | 44.5877 | 285965.7524 | 1.4909 | 0.08998 | 12750543.1498 | 141704033.6364
1.0102 | 1.0006 | 0.0020171 | 718.4748 | 44.5877 | 285976.1624 | 1.4492 | 0.089938 | 12751007.1884 | 141775660.2871
1.0102 | 1.0006 | 0.0020168 | 714.6358 | 44.5877 | 285979.0678 | 1.4413 | 0.089926 | 12751136.7024 | 141795678.5552
1.0101 | 1.0006 | 0.0020168 | 711.5342 | 44.5877 | 285979.9242 | 1.435 | 0.089923 | 12751174.8776 | 141801604.8607
1.01 | 1.0006 | 0.0020168 | 705.7033 | 44.5877 | 285979.7583 | 1.4232 | 0.089923 | 12751167.481 | 141800430.1038
1.0099 | 1.0006 | 0.0020169 | 695.2605 | 44.5877 | 285977.9561 | 1.4023 | 0.089931 | 12751087.1446 | 141788029.9129
1.0098 | 1.0006 | 0.0020171 | 689.9446 | 44.5877 | 285976.059 | 1.3917 | 0.089938 | 12751002.5804 | 141774980.3202
1.0099 | 1.0006 | 0.0020173 | 695.3773 | 44.5877 | 285974.5117 | 1.4028 | 0.089945 | 12750933.6054 | 141764318.2686
1.0102 | 1.0006 | 0.0020168 | 719.2182 | 44.5877 | 285978.9979 | 1.4506 | 0.089926 | 12751133.5826 | 141795230.1676
1.0106 | 1.0006 | 0.0020166 | 739.7021 | 44.5877 | 285982.0251 | 1.4917 | 0.089914 | 12751268.5262 | 141815998.3331
1.0107 | 1.0006 | 0.0020165 | 748.5831 | 44.5877 | 285982.5685 | 1.5095 | 0.089912 | 12751292.7476 | 141819788.0206
1.0106 | 1.0006 | 0.0020166 | 743.3955 | 44.5877 | 285982.2071 | 1.4991 | 0.089913 | 12751276.6382 | 141817299.5327
1.0105 | 1.0006 | 0.0020166 | 739.1687 | 44.5877 | 285981.3652 | 1.4906 | 0.089917 | 12751239.1122 | 141811527.6534
1.0105 | 1.0006 | 0.0020167 | 739.208 | 44.5877 | 285980.3265 | 1.4908 | 0.089921 | 12751192.8088 | 141804342.8129
1.0104 | 1.0006 | 0.0020168 | 731.2764 | 44.5877 | 285979.743 | 1.4748 | 0.089923 | 12751166.7995 | 141800326.5475
1.0103 | 1.0006 | 0.0020169 | 725.1361 | 44.5877 | 285978.7748 | 1.4625 | 0.089927 | 12751123.6376 | 141793674.0792
1.0103 | 1.0006 | 0.0020169 | 722.0943 | 44.5877 | 285978.1576 | 1.4564 | 0.08993 | 12751096.1286 | 141789407.0183
1.0101 | 1.0006 | 0.0020169 | 712.7554 | 44.5877 | 285978.0389 | 1.4376 | 0.08993 | 12751090.837 | 141788612.5296
1.0101 | 1.0006 | 0.0020171 | 706.8552 | 44.5877 | 285975.9628 | 1.4258 | 0.089939 | 12750998.2923 | 141774339.1725
1.0099 | 1.0006 | 0.0020173 | 699.6506 | 44.5877 | 285974.176 | 1.4114 | 0.089946 | 12750918.642 | 141762054.8642
1.0099 | 1.0006 | 0.0020176 | 697.51 | 44.5877 | 285970.7248 | 1.4073 | 0.08996 | 12750764.7999 | 141738261.6352
1.0098 | 1.0006 | 0.0020173 | 690.4265 | 44.5877 | 285974.1465 | 1.3928 | 0.089946 | 12750917.3291 | 141761797.6263
1.0099 | 1.0006 | 0.0020171 | 699.7748 | 44.5877 | 285976.6728 | 1.4115 | 0.089936 | 12751029.9384 | 141779212.041
1.0101 | 1.0006 | 0.002017 | 708.4457 | 44.5877 | 285976.906 | 1.429 | 0.089935 | 12751040.3342 | 141780795.3173
1.0102 | 1.0006 | 0.0020171 | 716.2221 | 44.5877 | 285976.0174 | 1.4447 | 0.089938 | 12751000.7249 | 141774676.116
1.0103 | 1.0006 | 0.002017 | 724.6595 | 44.5877 | 285977.0007 | 1.4617 | 0.089935 | 12751044.5575 | 141781457.0846
1.0103 | 1.0006 | 0.0020169 | 724.0279 | 44.5877 | 285978.6503 | 1.4603 | 0.089928 | 12751118.0891 | 141792795.3725
1.0101 | 1.0006 | 0.002017 | 712.4305 | 44.5877 | 285977.4897 | 1.437 | 0.089933 | 12751066.3531 | 141784807.244
1.0099 | 1.0006 | 0.0020172 | 698.9997 | 44.5877 | 285975.5686 | 1.41 | 0.08994 | 12750980.721 | 141771617.8417
1.0099 | 1.0006 | 0.002017 | 694.1826 | 44.5877 | 285976.993 | 1.4002 | 0.089935 | 12751044.2153 | 141781434.1486
1.0099 | 1.0006 | 0.0020168 | 695.4999 | 44.5877 | 285979.9686 | 1.4027 | 0.089922 | 12751176.855 | 141801892.2707
1.0098 | 1.0006 | 0.0020167 | 690.917 | 44.5877 | 285980.2517 | 1.3934 | 0.089921 | 12751189.4755 | 141803846.8004
1.0097 | 1.0006 | 0.0020169 | 681.8465 | 44.5877 | 285978.463 | 1.3752 | 0.089929 | 12751109.741 | 141791571.5303
1.0097 | 1.0006 | 0.0020168 | 681.0703 | 44.5877 | 285979.1072 | 1.3736 | 0.089926 | 12751138.4577 | 141795986.4372
1.0099 | 1.0006 | 0.0020165 | 697.2618 | 44.5877 | 285982.6308 | 1.406 | 0.089912 | 12751295.5235 | 141820239.1368
1.01 | 1.0006 | 0.0020166 | 700.2417 | 44.5877 | 285981.855 | 1.4121 | 0.089915 | 12751260.9439 | 141814880.5254
1.0098 | 1.0006 | 0.0020169 | 686.6647 | 44.5877 | 285977.9011 | 1.385 | 0.089931 | 12751084.6952 | 141787648.4093
1.0098 | 1.0006 | 0.0020169 | 687.6667 | 44.5877 | 285977.852 | 1.387 | 0.089931 | 12751082.504 | 141787319.4974
1.0098 | 1.0006 | 0.0020168 | 690.8517 | 44.5877 | 285979.8637 | 1.3933 | 0.089923 | 12751172.1788 | 141801161.3962
1.0099 | 1.0006 | 0.0020166 | 692.0506 | 44.5877 | 285981.6928 | 1.3956 | 0.089915 | 12751253.711 | 141813784.1467
1.0098 | 1.0006 | 0.0020165 | 691.6947 | 44.5877 | 285982.4671 | 1.3948 | 0.089912 | 12751288.2305 | 141819181.8607
1.0098 | 1.0006 | 0.0020165 | 688.2401 | 44.5877 | 285982.3998 | 1.3879 | 0.089913 | 12751285.2289 | 141818666.771
1.0099 | 1.0006 | 0.0020166 | 692.4499 | 44.5877 | 285981.8293 | 1.3964 | 0.089915 | 12751259.798 | 141814718.2804
1.0099 | 1.0006 | 0.0020166 | 697.7109 | 44.5877 | 285981.4625 | 1.407 | 0.089916 | 12751243.4468 | 141812252.4467
1.01 | 1.0006 | 0.0020166 | 700.027 | 44.5877 | 285981.9713 | 1.4117 | 0.089914 | 12751266.127 | 141815699.1966
1.01 | 1.0006 | 0.0020166 | 703.0766 | 44.5877 | 285982.1012 | 1.4178 | 0.089914 | 12751271.9163 | 141816587.4704
1.0101 | 1.0006 | 0.0020166 | 707.6087 | 44.5877 | 285981.9243 | 1.4269 | 0.089915 | 12751264.0339 | 141815428.7777
1.0102 | 1.0006 | 0.0020165 | 718.3793 | 44.5877 | 285982.5777 | 1.4486 | 0.089912 | 12751293.1598 | 141819891.0209
1.0101 | 1.0006 | 0.0020165 | 713.6263 | 44.5877 | 285983.1749 | 1.439 | 0.089909 | 12751319.7796 | 141824016.9189
1.01 | 1.0006 | 0.0020165 | 704.278 | 44.5877 | 285983.0636 | 1.4202 | 0.08991 | 12751314.8186 | 141823251.3938
1.0099 | 1.0006 | 0.0020165 | 700.1832 | 44.5877 | 285982.9978 | 1.4119 | 0.08991 | 12751311.8869 | 141822802.1197
1.01 | 1.0006 | 0.0020165 | 705.7205 | 44.5877 | 285982.8669 | 1.4231 | 0.089911 | 12751306.0485 | 141821891.4362
1.0103 | 1.0006 | 0.0020165 | 721.4488 | 44.5877 | 285982.3929 | 1.4548 | 0.089913 | 12751284.9203 | 141818651.0173
1.0104 | 1.0006 | 0.0020166 | 730.8369 | 44.5877 | 285981.9062 | 1.4738 | 0.089915 | 12751263.2237 | 141815273.3802
1.0104 | 1.0006 | 0.0020166 | 733.0228 | 44.5877 | 285981.6254 | 1.4782 | 0.089916 | 12751250.7074 | 141813324.6201
1.0104 | 1.0006 | 0.0020166 | 730.4589 | 44.5877 | 285981.2448 | 1.4731 | 0.089917 | 12751233.7433 | 141810714.7553
1.0103 | 1.0006 | 0.0020167 | 725.3428 | 44.5877 | 285980.2097 | 1.4628 | 0.089921 | 12751187.6017 | 141803573.1497
1.0104 | 1.0006 | 0.0020168 | 728.9303 | 44.5877 | 285979.6627 | 1.4701 | 0.089924 | 12751163.2205 | 141799806.4024
1.0104 | 1.0006 | 0.0020168 | 732.042 | 44.5877 | 285979.038 | 1.4764 | 0.089926 | 12751135.3732 | 141795512.1142
1.0105 | 1.0006 | 0.0020169 | 734.1622 | 44.5877 | 285978.1024 | 1.4808 | 0.08993 | 12751093.6684 | 141789108.3538
1.0105 | 1.0006 | 0.002017 | 735.0391 | 44.5877 | 285977.319 | 1.4826 | 0.089933 | 12751058.7462 | 141783669.7113
1.0105 | 1.0006 | 0.0020171 | 736.2269 | 44.5877 | 285976.333 | 1.485 | 0.089937 | 12751014.792 | 141776886.0213
1.0102 | 1.0006 | 0.0020171 | 718.5897 | 44.5877 | 285975.7354 | 1.4495 | 0.08994 | 12750988.1541 | 141772746.029
1.0101 | 1.0006 | 0.0020174 | 707.2313 | 44.5877 | 285972.8143 | 1.4268 | 0.089951 | 12750857.945 | 141752645.7056
1.0101 | 1.0006 | 0.0020173 | 707.5669 | 44.5877 | 285973.5019 | 1.4274 | 0.089949 | 12750888.5959 | 141757380.5016
1.01 | 1.0006 | 0.0020172 | 700.623 | 44.5877 | 285975.2453 | 1.4133 | 0.089942 | 12750966.3067 | 141769421.7788
1.0099 | 1.0006 | 0.0020173 | 698.8339 | 44.5877 | 285974.3642 | 1.4097 | 0.089945 | 12750927.032 | 141763330.3712
1.0099 | 1.0006 | 0.0020175 | 696.5264 | 44.5877 | 285972.3029 | 1.4052 | 0.089954 | 12750835.1446 | 141749120.0488
1.0099 | 1.0006 | 0.0020177 | 695.9022 | 44.5877 | 285970.0914 | 1.4041 | 0.089962 | 12750736.5664 | 141733918.4093
1.0099 | 1.0006 | 0.0020175 | 694.3109 | 44.5877 | 285971.7723 | 1.4008 | 0.089956 | 12750811.495 | 141745491.5997
1.01 | 1.0006 | 0.0020173 | 701.5466 | 44.5877 | 285973.5726 | 1.4153 | 0.089948 | 12750891.7433 | 141757876.0203
1.0101 | 1.0006 | 0.0020172 | 712.7671 | 44.5877 | 285975.1902 | 1.4378 | 0.089942 | 12750963.85 | 141769001.3524
1.0103 | 1.0006 | 0.0020172 | 722.5016 | 44.5877 | 285975.2194 | 1.4574 | 0.089942 | 12750965.1516 | 141769198.2163
1.0102 | 1.0006 | 0.0020173 | 719.958 | 44.5877 | 285974.3051 | 1.4524 | 0.089945 | 12750924.3984 | 141762920.9061
1.0101 | 1.0006 | 0.0020174 | 714.4787 | 44.5877 | 285973.1111 | 1.4414 | 0.08995 | 12750871.1737 | 141754737.1082
1.0101 | 1.0006 | 0.0020172 | 710.1824 | 44.5877 | 285975.527 | 1.4326 | 0.08994 | 12750978.8641 | 141771331.3347
1.0101 | 1.0006 | 0.002017 | 708.4807 | 44.5877 | 285977.8102 | 1.429 | 0.089931 | 12751080.6428 | 141787052.8583
1.01 | 1.0006 | 0.002017 | 706.5759 | 44.5877 | 285976.9652 | 1.4252 | 0.089935 | 12751042.9737 | 141781257.6003
1.0101 | 1.0006 | 0.0020173 | 709.9463 | 44.5877 | 285974.5104 | 1.4321 | 0.089945 | 12750933.5488 | 141764321.854
1.0101 | 1.0006 | 0.0020171 | 710.1813 | 44.5877 | 285976.2861 | 1.4325 | 0.089937 | 12751012.701 | 141776542.6829
1.0102 | 1.0006 | 0.0020168 | 717.7105 | 44.5877 | 285979.3476 | 1.4475 | 0.089925 | 12751149.172 | 141797623.354
1.0102 | 1.0006 | 0.0020168 | 718.8414 | 44.5877 | 285979.1022 | 1.4498 | 0.089926 | 12751138.2333 | 141795946.5622
1.0102 | 1.0006 | 0.002017 | 716.8234 | 44.5877 | 285977.1416 | 1.4458 | 0.089934 | 12751050.8358 | 141782465.7594
1.0102 | 1.0006 | 0.0020171 | 715.4908 | 44.5877 | 285975.7047 | 1.4432 | 0.08994 | 12750986.7866 | 141772533.3973
1.0101 | 1.0006 | 0.0020169 | 709.1501 | 44.5877 | 285977.8764 | 1.4303 | 0.089931 | 12751083.5913 | 141787515.1946
1.0102 | 1.0006 | 0.0020168 | 715.209 | 44.5877 | 285979.1264 | 1.4425 | 0.089926 | 12751139.3147 | 141796131.3173
1.0103 | 1.0006 | 0.0020169 | 721.4339 | 44.5877 | 285978.0057 | 1.4551 | 0.08993 | 12751089.3544 | 141788425.0393
1.0102 | 1.0006 | 0.0020171 | 716.2961 | 44.5877 | 285975.7169 | 1.4449 | 0.08994 | 12750987.3319 | 141772642.5098
1.0101 | 1.0006 | 0.0020172 | 711.2238 | 44.5877 | 285975.2559 | 1.4347 | 0.089942 | 12750966.7821 | 141769480.3945
1.01 | 1.0006 | 0.002017 | 705.4994 | 44.5877 | 285977.0282 | 1.423 | 0.089934 | 12751045.781 | 141781685.0683
1.0101 | 1.0006 | 0.002017 | 709.4461 | 44.5877 | 285977.3736 | 1.4309 | 0.089933 | 12751061.1806 | 141784061.6699
1.0102 | 1.0006 | 0.0020171 | 715.4545 | 44.5877 | 285975.8108 | 1.4432 | 0.089939 | 12750991.515 | 141773285.909
1.0102 | 1.0006 | 0.0020172 | 718.8333 | 44.5877 | 285974.7958 | 1.45 | 0.089943 | 12750946.2695 | 141766298.5807
1.0102 | 1.0006 | 0.0020172 | 715.0647 | 44.5877 | 285975.4577 | 1.4424 | 0.089941 | 12750975.7765 | 141770858.217
1.0103 | 1.0006 | 0.0020172 | 721.7188 | 44.5877 | 285974.7188 | 1.4559 | 0.089944 | 12750942.8404 | 141765774.3734
1.0105 | 1.0006 | 0.0020173 | 735.9439 | 44.5877 | 285974.3601 | 1.4846 | 0.089945 | 12750926.8474 | 141763341.2935
1.0105 | 1.0006 | 0.0020172 | 735.837 | 44.5877 | 285974.9788 | 1.4843 | 0.089943 | 12750954.4303 | 141767560.4911
1.0104 | 1.0006 | 0.0020175 | 734.4062 | 44.5877 | 285972.2228 | 1.4816 | 0.089954 | 12750831.5774 | 141748595.7963
1.0103 | 1.0006 | 0.0020177 | 725.3947 | 44.5877 | 285969.3804 | 1.4636 | 0.089965 | 12750704.8741 | 141728991.6756
1.0102 | 1.0006 | 0.0020176 | 716.3509 | 44.5877 | 285970.6693 | 1.4453 | 0.08996 | 12750762.3275 | 141737909.1307
1.0103 | 1.0006 | 0.0020172 | 720.8549 | 44.5877 | 285974.5415 | 1.4541 | 0.089944 | 12750934.9351 | 141764583.7964
1.0104 | 1.0006 | 0.0020171 | 733.2039 | 44.5877 | 285976.3249 | 1.4789 | 0.089937 | 12751014.4329 | 141776860.5193
1.0104 | 1.0006 | 0.0020171 | 728.7162 | 44.5877 | 285976.7003 | 1.4699 | 0.089936 | 12751031.1653 | 141779467.586
1.0103 | 1.0006 | 0.0020174 | 720.3877 | 44.5877 | 285973.3197 | 1.4533 | 0.089949 | 12750880.4725 | 141756172.9642
1.0101 | 1.0006 | 0.0020176 | 709.0792 | 44.5877 | 285970.411 | 1.4307 | 0.089961 | 12750750.8135 | 141736163.1517
1.0102 | 1.0006 | 0.0020174 | 711.5291 | 44.5877 | 285973.1685 | 1.4354 | 0.08995 | 12750873.7318 | 141755126.6142
1.0103 | 1.0006 | 0.002017 | 717.1688 | 44.5877 | 285977.5375 | 1.4465 | 0.089932 | 12751068.4861 | 141785215.8592
1.01 | 1.0006 | 0.0020169 | 699.5247 | 44.5877 | 285978.3559 | 1.4109 | 0.089929 | 12751104.9681 | 141790807.0114
1.0099 | 1.0006 | 0.002017 | 690.599 | 44.5877 | 285976.7721 | 1.393 | 0.089935 | 12751034.3674 | 141779893.7045
1.0098 | 1.0006 | 0.0020172 | 689.4185 | 44.5877 | 285975.3525 | 1.3907 | 0.089941 | 12750971.0858 | 141770152.2174
1.0099 | 1.0006 | 0.0020172 | 693.2118 | 44.5877 | 285975.0008 | 1.3984 | 0.089943 | 12750955.4089 | 141767688.1292
1.01 | 1.0006 | 0.0020171 | 702.5636 | 44.5877 | 285976.1779 | 1.4171 | 0.089938 | 12751007.8795 | 141775793.913
1.0103 | 1.0006 | 0.002017 | 724.5327 | 44.5877 | 285977.215 | 1.4614 | 0.089934 | 12751054.1079 | 141782934.3416
1.0105 | 1.0006 | 0.002017 | 737.6962 | 44.5877 | 285977.0537 | 1.4879 | 0.089934 | 12751046.9189 | 141781837.2705
1.0106 | 1.0006 | 0.002017 | 745.6864 | 44.5877 | 285976.8126 | 1.5041 | 0.089935 | 12751036.1726 | 141780181.6107
1.0105 | 1.0006 | 0.0020171 | 736.9026 | 44.5877 | 285976.6046 | 1.4864 | 0.089936 | 12751026.8984 | 141778738.2425
1.0103 | 1.0006 | 0.0020173 | 723.5853 | 44.5877 | 285974.4683 | 1.4597 | 0.089945 | 12750931.6705 | 141764025.8325
1.0103 | 1.0006 | 0.0020173 | 722.6756 | 44.5877 | 285974.2397 | 1.4578 | 0.089946 | 12750921.4807 | 141762447.151
1.0104 | 1.0006 | 0.002017 | 729.2426 | 44.5877 | 285977.1276 | 1.4709 | 0.089934 | 12751050.213 | 141782371.6629
1.0104 | 1.0006 | 0.0020169 | 730.2976 | 44.5877 | 285977.9735 | 1.473 | 0.089931 | 12751087.921 | 141788193.8468
1.0104 | 1.0006 | 0.0020169 | 728.4581 | 44.5877 | 285977.8723 | 1.4693 | 0.089931 | 12751083.4104 | 141787482.2346
1.0103 | 1.0006 | 0.0020171 | 723.1476 | 44.5877 | 285976.5391 | 1.4586 | 0.089936 | 12751023.9788 | 141778304.1014
1.0104 | 1.0006 | 0.0020174 | 728.3961 | 44.5877 | 285973.2716 | 1.4694 | 0.08995 | 12750878.3263 | 141755771.0034
1.0104 | 1.0006 | 0.0020174 | 732.3316 | 44.5877 | 285972.6487 | 1.4774 | 0.089952 | 12750850.5625 | 141751457.8607
1.0105 | 1.0006 | 0.0020175 | 734.8532 | 44.5877 | 285972.053 | 1.4825 | 0.089955 | 12750824.009 | 141747354.0375
1.0104 | 1.0006 | 0.0020176 | 727.5142 | 44.5877 | 285970.1573 | 1.4679 | 0.089962 | 12750739.5066 | 141734314.1598
1.0105 | 1.0006 | 0.0020176 | 730.0865 | 44.5877 | 285970.7486 | 1.473 | 0.08996 | 12750765.8622 | 141738382.4897
1.0104 | 1.0006 | 0.0020174 | 720.5914 | 44.5877 | 285972.8261 | 1.4537 | 0.089951 | 12750858.4698 | 141752715.5135
1.0103 | 1.0006 | 0.0020175 | 707.5745 | 44.5877 | 285971.7499 | 1.4275 | 0.089956 | 12750810.4942 | 141745259.6934
1.0102 | 1.0006 | 0.0020177 | 701.5132 | 44.5877 | 285970.0678 | 1.4154 | 0.089963 | 12750735.5142 | 141733681.868
1.0103 | 1.0006 | 0.0020179 | 710.9238 | 44.5877 | 285967.9406 | 1.4345 | 0.089971 | 12750640.6925 | 141719055.6595
1.0103 | 1.0006 | 0.0020179 | 717.3903 | 44.5877 | 285967.824 | 1.4476 | 0.089972 | 12750635.4963 | 141718285.2969
1.0105 | 1.0006 | 0.0020177 | 730.0971 | 44.5877 | 285969.608 | 1.4731 | 0.089964 | 12750715.0165 | 141730555.6023
1.0102 | 1.0006 | 0.0020177 | 702.1508 | 44.5877 | 285969.2097 | 1.4168 | 0.089966 | 12750697.2634 | 141727840.8608
1.01 | 1.0006 | 0.002018 | 686.154 | 44.5877 | 285966.1679 | 1.3847 | 0.089978 | 12750561.6739 | 141706963.6036
1.0099 | 1.0006 | 0.0020179 | 685.1832 | 44.5877 | 285967.1037 | 1.3826 | 0.089975 | 12750603.3886 | 141713391.8904
1.01 | 1.0006 | 0.0020177 | 698.2442 | 44.5877 | 285969.4154 | 1.4089 | 0.089965 | 12750706.4345 | 141729272.6299
1.0103 | 1.0006 | 0.0020176 | 717.2904 | 44.5877 | 285970.2811 | 1.4472 | 0.089962 | 12750745.0224 | 141735231.6519
1.0105 | 1.0006 | 0.0020178 | 732.9699 | 44.5877 | 285968.7505 | 1.479 | 0.089968 | 12750676.7942 | 141724738.7453
1.0107 | 1.0006 | 0.002018 | 748.01 | 44.5877 | 285966.449 | 1.5095 | 0.089977 | 12750574.2023 | 141708862.2656

## output_uncertainties
Z_std | Z0_std | MM_std | DM_std | DM0_std | Hg_std | D_std | D0_std | Hv_std | Hm_std
0.00051044 | 0.00049494 | 1.6512e-07 | 2.1613 | 1.4073e-07 | 19.9359 | 0.0043542 | 7.3626e-06 | 888.8973 | 15422.0638
0.0005019 | 0.00050642 | 1.5899e-07 | 2.1462 | 1.3945e-07 | 19.9113 | 0.0043426 | 7.0892e-06 | 887.8005 | 15037.884
0.00053005 | 0.00049937 | 1.7616e-07 | 2.1363 | 1.3738e-07 | 19.8347 | 0.0043022 | 7.8547e-06 | 884.3843 | 15381.4346
0.00052781 | 0.00050701 | 1.6923e-07 | 2.1753 | 1.4099e-07 | 20.1993 | 0.0043854 | 7.546e-06 | 900.6362 | 16725.5585
0.00051456 | 0.00050079 | 1.8565e-07 | 2.099 | 1.4973e-07 | 20.3309 | 0.0042497 | 8.2781e-06 | 906.4942 | 17691.2947
0.00050494 | 0.00049681 | 1.7678e-07 | 2.1239 | 1.4038e-07 | 19.9618 | 0.0042835 | 7.8826e-06 | 890.0488 | 15979.5368
0.00051923 | 0.00049539 | 1.6976e-07 | 2.1745 | 1.3689e-07 | 20.2244 | 0.0043896 | 7.5692e-06 | 901.7559 | 16772.3539
0.00049848 | 0.000498 | 1.6038e-07 | 2.1113 | 1.3185e-07 | 20.12 | 0.0042759 | 7.1512e-06 | 897.0999 | 15747.5558
0.00049915 | 0.00050302 | 1.7677e-07 | 2.1523 | 1.4613e-07 | 20.0106 | 0.0043705 | 7.8819e-06 | 892.224 | 16403.9184
0.00051366 | 0.00049849 | 1.7148e-07 | 2.2622 | 1.3884e-07 | 20.3927 | 0.0045729 | 7.6459e-06 | 909.2554 | 17645.9461
0.00051865 | 0.00050114 | 1.7778e-07 | 2.1438 | 1.3493e-07 | 20.1845 | 0.0043184 | 7.9268e-06 | 899.9772 | 17294.5759
0.00050495 | 0.00050373 | 1.6954e-07 | 2.1503 | 1.442e-07 | 20.191 | 0.0043296 | 7.5596e-06 | 900.2696 | 16900.9797
0.00049978 | 0.00049899 | 1.745e-07 | 2.1407 | 1.4911e-07 | 19.9179 | 0.0043438 | 7.7806e-06 | 888.093 | 15684.0473
0.00051028 | 0.0005024 | 1.8688e-07 | 2.1431 | 1.45e-07 | 20.0963 | 0.0043131 | 8.3326e-06 | 896.0485 | 17527.197
0.00050485 | 0.00049815 | 1.7363e-07 | 2.1672 | 1.3367e-07 | 20.2563 | 0.0043742 | 7.7421e-06 | 903.171 | 16811.2815
0.0004985 | 0.00051589 | 1.7035e-07 | 2.1464 | 1.3756e-07 | 20.0551 | 0.0043213 | 7.5957e-06 | 894.2079 | 16177.7934
0.00050245 | 0.00049963 | 1.6852e-07 | 2.1876 | 1.4034e-07 | 20.054 | 0.0043793 | 7.5141e-06 | 894.1566 | 15712.9728
0.00050813 | 0.00049513 | 1.8413e-07 | 2.2381 | 1.547e-07 | 20.3264 | 0.0045092 | 8.2101e-06 | 906.2958 | 17771.7151
0.00051122 | 0.00050613 | 1.6496e-07 | 2.1291 | 1.4165e-07 | 20.2527 | 0.004312 | 7.3553e-06 | 903.0109 | 16571.4243
0.00051643 | 0.00050713 | 1.7306e-07 | 2.167 | 1.4471e-07 | 20.0447 | 0.0043859 | 7.7164e-06 | 893.7454 | 16377.0321
0.00050402 | 0.0005011 | 1.6594e-07 | 2.1761 | 1.3492e-07 | 20.0644 | 0.0043873 | 7.399e-06 | 894.6233 | 15877.3122
0.00049484 | 0.00050002 | 1.6791e-07 | 2.1038 | 1.336e-07 | 20.3511 | 0.0042352 | 7.4867e-06 | 907.4001 | 17249.887
0.0005148 | 0.00050092 | 1.5575e-07 | 2.1389 | 1.3432e-07 | 20.3697 | 0.0043007 | 6.9447e-06 | 908.2294 | 16473.8745
0.00050719 | 0.00049963 | 1.6559e-07 | 2.1843 | 1.3971e-07 | 19.8645 | 0.004407 | 7.3833e-06 | 885.7165 | 15121.1786
0.00050998 | 0.00051047 | 1.5236e-07 | 2.187 | 1.3535e-07 | 20.2045 | 0.0044218 | 6.7934e-06 | 900.8631 | 15595.3522
0.00052565 | 0.00050032 | 1.7538e-07 | 2.1376 | 1.3995e-07 | 19.9883 | 0.0043133 | 7.8202e-06 | 891.2301 | 16015.2826
0.0005114 | 0.00050552 | 1.7068e-07 | 2.1943 | 1.4426e-07 | 20.0722 | 0.0044348 | 7.6102e-06 | 894.9715 | 16297.5037
0.00052467 | 0.00050703 | 1.6673e-07 | 2.1497 | 1.3621e-07 | 20.1905 | 0.004322 | 7.4343e-06 | 900.2469 | 16462.7747
0.00050219 | 0.00049615 | 1.6581e-07 | 2.1741 | 1.3977e-07 | 20.3803 | 0.0043925 | 7.3934e-06 | 908.7017 | 16992.3373
0.00050656 | 0.00050807 | 1.6136e-07 | 2.2093 | 1.3429e-07 | 20.282 | 0.004464 | 7.1948e-06 | 904.3196 | 16331.5998
0.00050273 | 0.00049662 | 1.7811e-07 | 2.1324 | 1.4829e-07 | 19.6847 | 0.0043127 | 7.9417e-06 | 877.6984 | 15094.8447
0.00050114 | 0.00050335 | 1.7285e-07 | 2.1778 | 1.3537e-07 | 19.986 | 0.0043776 | 7.7073e-06 | 891.1299 | 15961.7327
0.00051315 | 0.00050875 | 1.6062e-07 | 2.1647 | 1.2974e-07 | 20.0114 | 0.0043754 | 7.1619e-06 | 892.2625 | 15576.5951
0.00050259 | 0.00051391 | 1.8239e-07 | 2.2217 | 1.5533e-07 | 20.1338 | 0.0044933 | 8.1324e-06 | 897.7155 | 17123.3886
0.00050038 | 0.00050194 | 1.7707e-07 | 2.1158 | 1.4821e-07 | 20.1571 | 0.0042742 | 7.8953e-06 | 898.7552 | 16970.8744
0.00050335 | 0.00049559 | 1.8291e-07 | 2.1592 | 1.4998e-07 | 19.9614 | 0.0043533 | 8.1557e-06 | 890.0294 | 16260.2402
0.00051197 | 0.00049771 | 1.7877e-07 | 2.2067 | 1.5095e-07 | 19.8337 | 0.0044682 | 7.9711e-06 | 884.3412 | 15675.5127
0.00050493 | 0.00050101 | 1.5852e-07 | 2.0709 | 1.358e-07 | 19.9272 | 0.0041783 | 7.0681e-06 | 888.5069 | 14853.405
0.00051361 | 0.00049959 | 1.6994e-07 | 2.1602 | 1.415e-07 | 20.5285 | 0.0043508 | 7.5776e-06 | 915.3034 | 17684.3977
0.00050033 | 0.00050569 | 1.7015e-07 | 2.1569 | 1.4199e-07 | 20.2117 | 0.0043412 | 7.5866e-06 | 901.1912 | 16708.098
0.00050623 | 0.00049814 | 1.8003e-07 | 2.1663 | 1.4351e-07 | 19.9735 | 0.0043648 | 8.0272e-06 | 890.5695 | 16340.0453
0.00051535 | 0.00050027 | 1.7085e-07 | 2.1496 | 1.3762e-07 | 19.9973 | 0.0043438 | 7.618e-06 | 891.631 | 15970.14
0.00050262 | 0.0005 | 1.7247e-07 | 2.1162 | 1.4451e-07 | 20.2726 | 0.0042629 | 7.6902e-06 | 903.9015 | 17106.7986
0.0005048 | 0.00052005 | 1.6818e-07 | 2.2357 | 1.4181e-07 | 20.0673 | 0.0045001 | 7.4988e-06 | 894.7541 | 16144.717
0.0005122 | 0.00050736 | 1.7107e-07 | 2.229 | 1.4159e-07 | 20.1738 | 0.0045082 | 7.628e-06 | 899.5002 | 16755.092
0.00050585 | 0.00049874 | 1.7395e-07 | 2.1849 | 1.4103e-07 | 20.1909 | 0.0044074 | 7.7562e-06 | 900.265 | 17101.4988
0.00050498 | 0.00049939 | 1.6944e-07 | 2.1385 | 1.4206e-07 | 19.9987 | 0.0043018 | 7.5552e-06 | 891.6919 | 15724.1146
0.00050092 | 0.00050693 | 1.5088e-07 | 2.0781 | 1.4299e-07 | 20.1613 | 0.00419 | 6.7274e-06 | 898.9356 | 15001.5772
0.00050588 | 0.00052499 | 1.6293e-07 | 2.1836 | 1.312e-07 | 20.2671 | 0.0043994 | 7.2648e-06 | 903.6592 | 16564.7908
0.00052125 | 0.00049663 | 1.7688e-07 | 2.2047 | 1.32e-07 | 20.1255 | 0.0044383 | 7.8871e-06 | 897.3477 | 16881.9103
0.00051741 | 0.00050126 | 1.6298e-07 | 2.1302 | 1.3396e-07 | 20.1566 | 0.0042927 | 7.2672e-06 | 898.7346 | 16207.6401
0.00050561 | 0.00050729 | 1.7184e-07 | 2.1565 | 1.3974e-07 | 20.297 | 0.004356 | 7.6621e-06 | 904.9868 | 16997.7285
0.00050375 | 0.00050202 | 1.8825e-07 | 2.1537 | 1.5713e-07 | 20.1418 | 0.0043475 | 8.3939e-06 | 898.0694 | 17480.6976
0.00052573 | 0.000498 | 1.6256e-07 | 2.2055 | 1.4534e-07 | 20.072 | 0.0044508 | 7.2485e-06 | 894.9598 | 15656.3363
0.00050829 | 0.00049464 | 1.6352e-07 | 2.1047 | 1.2875e-07 | 19.9678 | 0.0042368 | 7.2914e-06 | 890.3177 | 15307.8359
0.00050182 | 0.00050172 | 1.6547e-07 | 2.114 | 1.4023e-07 | 20.0662 | 0.0042493 | 7.378e-06 | 894.7044 | 15930.2005
0.00051843 | 0.00050626 | 1.569e-07 | 2.1689 | 1.4008e-07 | 19.9432 | 0.0043889 | 6.996e-06 | 889.22 | 14818.128
0.0005079 | 0.00050878 | 1.7761e-07 | 2.1494 | 1.3197e-07 | 19.7439 | 0.0043366 | 7.9194e-06 | 880.3396 | 15493.0725
0.0005078 | 0.0005008 | 1.6058e-07 | 2.1356 | 1.3445e-07 | 19.9601 | 0.0042999 | 7.1599e-06 | 889.9756 | 15306.0188
0.00051161 | 0.00051203 | 1.7165e-07 | 2.0946 | 1.4943e-07 | 19.8741 | 0.0042324 | 7.6535e-06 | 886.1413 | 15491.3368
0.00051058 | 0.0004998 | 1.7467e-07 | 2.1219 | 1.4217e-07 | 20.0224 | 0.004268 | 7.7886e-06 | 892.7517 | 16274.8883
0.00050433 | 0.00050468 | 1.5523e-07 | 2.1208 | 1.3514e-07 | 19.9317 | 0.0042842 | 6.9213e-06 | 888.7106 | 14886.3535
0.00051055 | 0.00049688 | 1.5506e-07 | 2.1526 | 1.3245e-07 | 19.9281 | 0.0043362 | 6.9137e-06 | 888.5475 | 14677.1979
0.00050401 | 0.00050295 | 1.6693e-07 | 2.1892 | 1.4048e-07 | 20.2012 | 0.0044253 | 7.4434e-06 | 900.721 | 16504.6724
0.00051185 | 0.00051209 | 1.8105e-07 | 2.1921 | 1.4625e-07 | 19.7262 | 0.0044294 | 8.0729e-06 | 879.5473 | 15553.7379
0.00050404 | 0.00049532 | 1.6258e-07 | 2.1418 | 1.4177e-07 | 19.7955 | 0.0043351 | 7.2491e-06 | 882.6353 | 14259.0016
0.00049973 | 0.00050228 | 1.7693e-07 | 2.1184 | 1.4008e-07 | 20.0699 | 0.0042883 | 7.8892e-06 | 894.8679 | 16541.0189
0.00051571 | 0.00050327 | 1.7107e-07 | 2.1531 | 1.3277e-07 | 20.1616 | 0.0043384 | 7.6277e-06 | 898.9558 | 16376.703
0.00051346 | 0.00051307 | 1.6841e-07 | 2.1669 | 1.3976e-07 | 19.9963 | 0.0043715 | 7.5092e-06 | 891.5842 | 15557.902
0.00051073 | 0.00052379 | 1.7245e-07 | 2.1836 | 1.4338e-07 | 20.1287 | 0.004404 | 7.6895e-06 | 897.4841 | 16286.7832
0.00050189 | 0.0005063 | 2.0001e-07 | 2.1322 | 1.5777e-07 | 20.1629 | 0.0042899 | 8.9184e-06 | 899.0124 | 18322.3557
0.00050048 | 0.00049805 | 1.5856e-07 | 2.1683 | 1.2865e-07 | 20.0214 | 0.0043777 | 7.0702e-06 | 892.706 | 15379.8898
0.00050127 | 0.0005185 | 1.5337e-07 | 2.1818 | 1.1754e-07 | 19.9505 | 0.0043881 | 6.8384e-06 | 889.5442 | 14393.7538
0.00051098 | 0.00050159 | 1.8194e-07 | 2.2197 | 1.4352e-07 | 19.9514 | 0.0044909 | 8.1125e-06 | 889.5909 | 16521.9803
0.00050679 | 0.00050171 | 1.6158e-07 | 2.1477 | 1.3413e-07 | 20.1455 | 0.0043609 | 7.2047e-06 | 898.2384 | 15955.6766
0.00050138 | 0.00050371 | 1.7244e-07 | 2.166 | 1.3556e-07 | 20.185 | 0.0043661 | 7.6888e-06 | 899.9984 | 16717.2205
0.00051271 | 0.0005006 | 1.5555e-07 | 2.0972 | 1.341e-07 | 20.3853 | 0.0042324 | 6.9356e-06 | 908.9215 | 16343.6006
0.0005051 | 0.00052213 | 1.7569e-07 | 2.1595 | 1.3873e-07 | 20.0845 | 0.0043739 | 7.834e-06 | 895.5192 | 16453.6039
0.00050715 | 0.00049822 | 1.6321e-07 | 2.1442 | 1.4127e-07 | 20.0259 | 0.0043141 | 7.2772e-06 | 892.9068 | 15647.1404
0.00049688 | 0.00049969 | 1.7019e-07 | 2.1658 | 1.4315e-07 | 20.1557 | 0.004381 | 7.5887e-06 | 898.6897 | 16329.4391
0.00051393 | 0.00050783 | 1.6762e-07 | 2.2605 | 1.3566e-07 | 20.008 | 0.0045458 | 7.4742e-06 | 892.1132 | 15969.091
0.0005027 | 0.00049769 | 1.6896e-07 | 2.1162 | 1.4464e-07 | 19.9634 | 0.0042715 | 7.5337e-06 | 890.1211 | 15651.0879
0.00051012 | 0.00050306 | 1.7985e-07 | 2.1612 | 1.3897e-07 | 20.2218 | 0.0043731 | 8.0195e-06 | 901.6348 | 17141.5741
0.00050639 | 0.00049737 | 1.7341e-07 | 2.221 | 1.4107e-07 | 20.2422 | 0.0044898 | 7.7323e-06 | 902.5479 | 16966.2597
0.00050856 | 0.00050525 | 1.8474e-07 | 2.1579 | 1.5128e-07 | 20.5666 | 0.0043392 | 8.2373e-06 | 917.0064 | 18762.1639
0.00051834 | 0.00050596 | 1.6982e-07 | 2.1171 | 1.3932e-07 | 19.5629 | 0.0042765 | 7.572e-06 | 872.2711 | 14147.333
0.00050971 | 0.00051607 | 1.6363e-07 | 2.1638 | 1.4027e-07 | 19.8866 | 0.0043555 | 7.2963e-06 | 886.6993 | 14934.699
0.00051215 | 0.00050736 | 1.5618e-07 | 2.1557 | 1.324e-07 | 20.355 | 0.0043753 | 6.9637e-06 | 907.5765 | 16554.046
0.00050994 | 0.00049986 | 1.6131e-07 | 2.1419 | 1.3294e-07 | 19.7475 | 0.0043196 | 7.1928e-06 | 880.4969 | 14045.9822
0.00049743 | 0.00051541 | 1.7136e-07 | 2.1452 | 1.4048e-07 | 20.0456 | 0.0043247 | 7.6407e-06 | 893.7831 | 16009.4233
0.00050372 | 0.00049456 | 1.6649e-07 | 2.2231 | 1.3905e-07 | 20.3398 | 0.0044536 | 7.4237e-06 | 906.895 | 16727.8594
0.00051082 | 0.00051544 | 1.8705e-07 | 2.1386 | 1.4885e-07 | 20.0046 | 0.0043179 | 8.3403e-06 | 891.9571 | 16764.0909
0.0005052 | 0.00050156 | 1.6998e-07 | 2.171 | 1.3515e-07 | 20.0606 | 0.0043844 | 7.5791e-06 | 894.455 | 16211.8285
0.00050651 | 0.00051661 | 1.7032e-07 | 2.1369 | 1.3718e-07 | 20.0488 | 0.0043032 | 7.5944e-06 | 893.925 | 15873.4451
0.00051257 | 0.00049825 | 1.6001e-07 | 2.15 | 1.2619e-07 | 20.1157 | 0.0043273 | 7.1345e-06 | 896.9071 | 15604.2191
0.00051099 | 0.00051193 | 1.6308e-07 | 2.116 | 1.3396e-07 | 20.2604 | 0.0042592 | 7.2715e-06 | 903.3576 | 16396.5315
0.00052187 | 0.0004972 | 1.7714e-07 | 2.1386 | 1.4296e-07 | 20.191 | 0.00433 | 7.8984e-06 | 900.2655 | 16842.1739
0.00052791 | 0.00049976 | 1.7898e-07 | 2.1974 | 1.4083e-07 | 20.2805 | 0.004422 | 7.9804e-06 | 904.2534 | 17438.2895
0.00052327 | 0.00049221 | 1.6925e-07 | 2.1941 | 1.3574e-07 | 20.0193 | 0.0044331 | 7.5464e-06 | 892.6133 | 15864.1277
0.00051043 | 0.00050579 | 1.7876e-07 | 2.1392 | 1.5355e-07 | 19.9442 | 0.0043063 | 7.9709e-06 | 889.2639 | 16147.5057
0.00052013 | 0.00049973 | 1.7445e-07 | 2.1271 | 1.4396e-07 | 19.9227 | 0.0042892 | 7.7784e-06 | 888.3044 | 15722.5791
0.00051559 | 0.00049894 | 1.7088e-07 | 2.2329 | 1.4081e-07 | 19.93 | 0.0045029 | 7.6195e-06 | 888.6351 | 15814.5395
0.00050904 | 0.00049633 | 1.803e-07 | 2.1405 | 1.36e-07 | 19.6706 | 0.0043255 | 8.0394e-06 | 877.0714 | 15375.7417
0.00051266 | 0.00049174 | 1.8282e-07 | 2.1916 | 1.5026e-07 | 19.9378 | 0.0044314 | 8.1519e-06 | 888.9769 | 16249.9179
0.00051711 | 0.00050516 | 1.6246e-07 | 2.2204 | 1.3532e-07 | 19.9585 | 0.0044899 | 7.244e-06 | 889.9014 | 15340.1819
0.00051784 | 0.00050583 | 1.7195e-07 | 2.1507 | 1.4315e-07 | 19.8337 | 0.0043525 | 7.667e-06 | 884.343 | 15381.4284
0.00050209 | 0.00050443 | 1.7107e-07 | 2.1831 | 1.4549e-07 | 20.121 | 0.0044373 | 7.6278e-06 | 897.1437 | 16524.501
0.00051611 | 0.00050051 | 1.5828e-07 | 2.106 | 1.426e-07 | 19.9044 | 0.0042417 | 7.0575e-06 | 887.4905 | 14933.4469
0.00050508 | 0.0004976 | 1.6409e-07 | 2.0874 | 1.4264e-07 | 19.9077 | 0.0042141 | 7.3165e-06 | 887.6387 | 15163.2709
0.00053141 | 0.00050642 | 1.6065e-07 | 2.1075 | 1.3641e-07 | 19.9894 | 0.0042667 | 7.1632e-06 | 891.2756 | 15003.5067
0.00051672 | 0.00052254 | 1.828e-07 | 2.1557 | 1.3841e-07 | 20.4492 | 0.0043581 | 8.1507e-06 | 911.7737 | 18126.5399
0.00050495 | 0.00050102 | 1.7792e-07 | 2.1561 | 1.4755e-07 | 20.3542 | 0.0043622 | 7.9334e-06 | 907.5387 | 17774.3018
0.00049598 | 0.0005002 | 1.5816e-07 | 2.1736 | 1.3458e-07 | 19.9553 | 0.0043867 | 7.0521e-06 | 889.7608 | 15047.0001
0.00051242 | 0.00049794 | 1.6081e-07 | 2.1283 | 1.4235e-07 | 19.786 | 0.0042938 | 7.1706e-06 | 882.217 | 14687.5364
0.00050365 | 0.00050077 | 1.7892e-07 | 2.2146 | 1.5197e-07 | 20.1168 | 0.0044421 | 7.9781e-06 | 896.9524 | 16662.2912
0.00049827 | 0.00049697 | 1.6668e-07 | 2.1182 | 1.3799e-07 | 19.9369 | 0.0042822 | 7.4321e-06 | 888.9383 | 15373.4374
0.00050261 | 0.00050801 | 1.7348e-07 | 2.138 | 1.3642e-07 | 20.3091 | 0.0043126 | 7.7352e-06 | 905.5292 | 16995.185
0.00050784 | 0.00049695 | 1.5468e-07 | 2.1423 | 1.2406e-07 | 19.9599 | 0.0043409 | 6.897e-06 | 889.9622 | 14748.6744
0.00050672 | 0.00050502 | 1.6274e-07 | 2.1572 | 1.293e-07 | 20.4283 | 0.0043629 | 7.2563e-06 | 910.8428 | 17255.5933
0.0005112 | 0.00050998 | 1.8166e-07 | 2.1739 | 1.4501e-07 | 20.1999 | 0.004398 | 8.1001e-06 | 900.6609 | 17102.852
0.0005004 | 0.00049781 | 1.6254e-07 | 2.1613 | 1.4006e-07 | 19.9955 | 0.0043649 | 7.2474e-06 | 891.5524 | 15609.4714
0.00053669 | 0.00050395 | 1.7091e-07 | 2.1183 | 1.4633e-07 | 20.078 | 0.004287 | 7.6207e-06 | 895.2271 | 16088.2808
0.00050961 | 0.00049664 | 1.7568e-07 | 2.1434 | 1.4872e-07 | 20.591 | 0.0043256 | 7.8334e-06 | 918.0896 | 18313.789
0.00050168 | 0.00050248 | 1.7249e-07 | 2.2194 | 1.4053e-07 | 20.1246 | 0.0044719 | 7.6912e-06 | 897.307 | 16449.0757
0.00050153 | 0.00051691 | 1.9237e-07 | 2.2382 | 1.4799e-07 | 20.1049 | 0.004507 | 8.5776e-06 | 896.4263 | 17551.236
0.00051763 | 0.00050888 | 1.5961e-07 | 2.2529 | 1.3145e-07 | 19.8247 | 0.0045252 | 7.1166e-06 | 883.9417 | 14532.9571
0.00050086 | 0.00051431 | 1.6981e-07 | 2.1587 | 1.4054e-07 | 20.1167 | 0.0043614 | 7.5714e-06 | 896.9543 | 16235.882
0.0005088 | 0.00051251 | 1.9728e-07 | 2.1014 | 1.5218e-07 | 19.9265 | 0.0042453 | 8.7967e-06 | 888.476 | 17207.0886
0.00051556 | 0.00050413 | 1.7542e-07 | 2.1898 | 1.405e-07 | 20.159 | 0.0044025 | 7.8217e-06 | 898.8404 | 16799.3628
0.00050149 | 0.00049571 | 1.6503e-07 | 2.1894 | 1.3755e-07 | 20.4111 | 0.004414 | 7.3587e-06 | 910.0736 | 17193.7215
0.00049813 | 0.00049875 | 1.7642e-07 | 2.1095 | 1.4295e-07 | 20.1836 | 0.0042551 | 7.8662e-06 | 899.9352 | 16824.97
0.00051007 | 0.00049567 | 1.6565e-07 | 2.1033 | 1.2785e-07 | 19.9345 | 0.0042488 | 7.386e-06 | 888.8383 | 15537.5675
0.0005042 | 0.00050568 | 1.6402e-07 | 1.9847 | 1.3263e-07 | 20.0291 | 0.0040043 | 7.3135e-06 | 893.0497 | 15624.6924
0.00050552 | 0.00049463 | 1.7326e-07 | 2.0347 | 1.3461e-07 | 20.3126 | 0.0041086 | 7.7253e-06 | 905.6842 | 17175.7303
0.00049962 | 0.00049671 | 1.8652e-07 | 2.0789 | 1.5394e-07 | 20.2844 | 0.0042205 | 8.3167e-06 | 904.4292 | 17924.6513
0.00050212 | 0.00051016 | 1.7164e-07 | 2.0813 | 1.4024e-07 | 20.2133 | 0.0042042 | 7.6532e-06 | 901.2578 | 16667.6088
0.00050225 | 0.00049781 | 1.6334e-07 | 2.1529 | 1.2927e-07 | 20.3385 | 0.0043596 | 7.283e-06 | 906.8387 | 16670.901
0.00050089 | 0.00049727 | 1.5443e-07 | 1.9586 | 1.353e-07 | 20.1482 | 0.003939 | 6.886e-06 | 898.3581 | 15531.2723
0.00049953 | 0.00049593 | 1.7693e-07 | 2.0489 | 1.392e-07 | 20.1199 | 0.0041147 | 7.8889e-06 | 897.0959 | 16711.4397
0.0005075 | 0.00050452 | 1.7262e-07 | 2.1244 | 1.4383e-07 | 20.4184 | 0.0042868 | 7.697e-06 | 910.3973 | 17482.0803
0.00050069 | 0.00050034 | 1.6759e-07 | 2.0958 | 1.3062e-07 | 19.7426 | 0.0042215 | 7.4727e-06 | 880.2809 | 14449.4535
0.00051413 | 0.00050405 | 1.6686e-07 | 2.1201 | 1.3793e-07 | 20.0295 | 0.0042837 | 7.4402e-06 | 893.0683 | 15755.3804
0.00051713 | 0.00051262 | 1.7319e-07 | 2.0626 | 1.4793e-07 | 20.4178 | 0.0041507 | 7.7223e-06 | 910.3733 | 17678.3446
0.00050625 | 0.00050489 | 1.78e-07 | 2.2476 | 1.4933e-07 | 20.39 | 0.004551 | 7.9366e-06 | 909.1327 | 17757.2511

## configurations
Configuration | Setting | Unit | Comment
Project name | Testcase |  | 1
Project info | Test-config |  | 2
Quantity meter | Turbine |  | 3
Meter configuration | Single |  | 4
No of meters | 1 |  | 5
Correlation coefficient metering | 0 |  | 6
Process analyzer | OnlineGC |  | 7
Sampling |  |  | 8
Performance requirements | OIML R 140 |  | 9
EoS | GERG-2008 |  | 10
EoS tool | refprop |  | 11
Pipe diameter | 10 | inch | 12
Base conditions | Normal |  | 13
Composition uncertainty | From input sheet |  | 14
Normalize all components | no |  | 15
By difference component analysis | H2 |  | Only applies if 'Normalize all components' --> 'No' is selected.
Gross calorific value temperature | 20 | °C | 17
Gross calorific value H2 only | yes |  | 18
Number of Monte Carlo draws | 100 |  | If set to zero, only nominal values are computed.